## Sheet1
CodeNumber | material_number | sap_print_number | mw_code | wst_code | Description | status | MaterialGroup | MaterialSubCategory | LocationName | material_type | BOMID | BomInfo
03-25444-01 | 10602721869 | 03-25444-01 | 03-25444-01 | 03-25444-01 | PRAID EP420I TFM | 50 | IO card | RAID Cache Backup Unit | ['FIT' 'MW' 'WST'] | KABE | 0 | Material
03-25444-05 | 10602722625 | 03-25444-05 | 03-25444-05 | 03-25444-05 | PRAID EP400I TFM | 50 | IO card | RAID Cache Backup Unit | ['FIT' 'MW' 'WST'] | KABE | 0 | Material
03-25528-09 | 10602743440 | 03-25528-09 |  | 03-25528-09 | PRAID EP420E | 50 | IO card | RAID Controller Card | ['FIT' 'MW' 'WST'] | KABE | 0 | Material
03-25702-00 | 10602722508 | 03-25702-00 | 03-25702-00 | 03-25702-00 | PSAS CP400E | 50 | IO card | RAID Controller Card | ['FIT' 'MW' 'WST'] | KABE | 0 | Material
03-50008-35 | 10602880211 | 03-50008-35 | 03-50008-35 | 03-50008-35 | PRAID CP500I | 50 | IO card | RAID Controller Card | ['FIT' 'MW' 'WST'] | KABE | 0 | Material
03-50008-36 | 10602880330 | 03-50008-36 | 03-50008-36 | 03-50008-36 | PSAS CP503I | 50 | IO card | RAID Controller Card | ['FIT' 'MW' 'WST'] | KABE | 0 | Material
03-50011-52 | 10602722510 | 03-50011-52 | 03-50011-52 | 03-50011-52 | PRAID EP520I W. CUSTOM HS | 50 | IO card | RAID Controller Card | ['FIT' 'MW' 'WST'] | KABE | 0 | Material
03-50011-53 | 10602722511 | 03-50011-53 | 03-50011-53 | 03-50011-53 | PRAID EP540I W. CUSTOM HS | 50 | IO card | RAID Controller Card | ['FIT' 'MW' 'WST'] | KABE | 0 | Material
03-50013-23 | 10602880331 | 03-50013-23 | 03-50013-23 | 03-50013-23 | PSAS CP500E | 50 | IO card | RAID Controller Card | ['FIT' 'MW' 'WST'] | KABE | 0 | Material
03-50031-40 | 10602722513 | 03-50031-40 | 03-50031-40 | 03-50031-40 | PRAID EP540E | 75 | IO card | RAID Controller Card | ['FIT' 'MW' 'WST'] | KABE | 0 | Material
03-50039-03 | 10602722509 | 03-50039-03 | 03-50039-03 | 03-50039-03 | BATTERY LSI FBU345 | 50 | IO card | RAID Cache Backup Unit | ['FIT' 'MW' 'WST'] | KABE | 0 | Material
03-50049-03 | 10602722512 | 03-50049-03 | 03-50049-03 | 03-50049-03 | PRAID EP580I | 50 | IO card | RAID Controller Card | ['FIT' 'MW' 'WST'] | KABE | 0 | Material
03-50075-09 | 10603212835 | 03-50075-09 | 03-50075-09 | 03-50075-09 | PSAS CP600E | 50 | IO card | RAID Controller Card | ['FIT' 'MW' 'WST'] | KABE | 0 | Material
03-50076-02 | 10602892324 | 03-50076-02 | 03-50076-02 | 03-50076-02 | PRAID EP680E | 50 | IO card | RAID Controller Card | ['FIT' 'MW' 'WST'] | KABE | 0 | Material
03-50077-08 | 10602892283 | 03-50077-08 | 03-50077-08 | 03-50077-08 | PRAID EP680I | 50 | IO card | RAID Controller Card | ['FIT' 'MW' 'WST'] | KABE | 0 | Material
03-50077-23 | 10603212837 | 03-50077-23 | 03-50077-23 | 03-50077-23 | PRAID EP640I | 50 | IO card | RAID Controller Card | ['FIT' 'MW' 'WST'] | KABE | 0 | Material
03-50134-12 | 10603212813 | 03-50134-12 | 03-50134-12 | 03-50134-12 | PRAID CP600I | 50 | IO card | RAID Controller Card | ['FIT' 'MW' 'WST'] | KABE | 0 | Material
03-50134-13 | 10603212834 | 03-50134-13 | 03-50134-13 | 03-50134-13 | PSAS CP600I | 50 | IO card | RAID Controller Card | ['FIT' 'MW' 'WST'] | KABE | 0 | Material
03-50148-02 | 10603433726 | 03-50148-02 | 03-50148-02 | 03-50148-02 | PDUAL CP300 | 50 | IO card | RAID Controller Card | ['MW' 'FIT' 'WST'] | KABE | 0 | Material
10-009-0000011 |  |  |  |  | IA-SERVER ASETEK |  | Small parts | Small parts | ['FIT'] |  | 0 | Material
10025344 |  |  |  |  | GX2570 M5 base |  | Small parts | Small parts | ['FIT'] |  | 0 | Material
10026126 |  |  |  |  | IA-SERVER PSJ |  | Small parts | Small parts | ['FIT'] |  | 0 | Material
10026127 |  |  |  |  | IA-SERVER PSJ |  | Small parts | Small parts | ['FIT'] |  | 0 | Material
10G-SFP-TWX-0101 |  |  |  |  | LTG SFPP 10GB 1M BROCADE FOR PRIMEFLEX |  | Small parts | Small parts | ['FIT'] |  | 0 | Material
10G-SFP-TWX-0301 |  |  |  |  | LTG SFP 10GB 3M |  | Small parts | Small parts | ['FIT'] |  | 0 | Material
10G-SFPP-TWX-0101 |  |  |  |  | LTG SFPP 10GB 1 |  | Small parts | Small parts | ['FIT'] |  | 0 | Material
10G-SFPP-TWX-0501 |  |  |  |  | LTG SFPP 10GB 5 |  | Small parts | Small parts | ['FIT'] |  | 0 | Material
11-003-0000032 |  |  |  |  | IA-SERVER ASETEK |  | Small parts | Small parts | ['FIT'] |  | 0 | Material
11-003-0000033 |  |  |  |  | IA-SERVER ASETEK |  | Small parts | Small parts | ['FIT'] |  | 0 | Material
11-800-0000484 |  |  |  |  | VRCOOLING BLOCK |  | Small parts | Small parts | ['FIT'] |  | 0 | Material
11-800-0000485 |  |  |  |  | STAND OFF |  | Small parts | Small parts | ['FIT'] |  | 0 | Material
220016IFB | 10603225806 | 220016IFB | 220016IFB | 220016IFB | PSAS CP2200-16I | 50 | IO card | RAID Controller Card | ['FIT' 'MW' 'WST'] | KABE | 0 | Material
2290400-R | 10602949619 | 2290400-R | 2290400-R | 2290400-R | SMARTHBA 2100-8I, 2.2 | 50 | IO card | RAID Controller Card | ['FIT' 'MW' 'WST'] | KABE | 0 | Material
2301200-R | 10603225810 | 2301200-R | 2301200-R | 2301200-R | FBU ASCM-35F | 50 | IO card | RAID Cache Backup Unit | ['FIT' 'MW' 'WST'] | KABE | 0 | Material
236648401-01 |  |  |  |  | LABEL REMOVE 1U |  | Small parts | Label | ['FIT'] |  | 0 | Material
25983G-1C027-S00 |  |  |  |  | IA-SERVER PEG |  | Small parts | Small parts | ['FIT'] |  | 0 | Material
25CFI-080820-A4R |  |  |  |  | Raid cable |  | Small parts | Cable | ['FIT'] |  | 0 | Material
25CFI-250821-A4R |  |  |  |  | Raid cable |  | Small parts | Cable | ['FIT'] |  | 0 | Material
25CFM-450820-A4R |  |  |  |  | IA-SERVER PEG |  | Cable | Cable | ['FIT'] |  | 0 | Material
25CFM-650820-A4R |  |  |  |  | IA-SERVER PEG |  | Cable | Cable | ['FIT'] |  | 0 | Material
25EP0-206505-F3S |  |  |  |  | K_PSU |  | Small parts | PSU | ['FIT'] |  | 0 | Material
25HB1-R1810G-I0R |  |  |  |  | OCP BKT XXV710 |  | Small parts | Mechanical | ['FIT'] |  | 0 | Material
25HB1-R1810I-I0R |  |  |  |  | OCP BKT MCX4421 |  | Small parts | Mechanical | ['FIT'] |  | 0 | Material
25KO3-BUB100-K0R |  |  |  |  | FAN SnapRivet A |  | Small parts | Fan | ['FIT'] |  | 0 | Material
25KO3-BUB400-K0R |  |  |  |  | FAN SnapRivet B |  | Small parts | Fan | ['FIT'] |  | 0 | Material
25KS6-130042-I0R |  |  |  |  | IA-SERVER PEG |  | Small parts | Small parts | ['FIT'] |  | 0 | Material
25KSG-130044-S0R |  |  |  |  | IA-SERVER PEG |  | Small parts | Small parts | ['FIT'] |  | 0 | Material
25KSG-130049-S0R |  |  |  |  | OCP Screw |  | Small parts | Mechanical | ['FIT'] |  | 0 | Material
25ST2-44562G-D0R |  |  |  |  | IA-SERVER PEG |  | Small parts | Fan | ['FIT'] |  | 0 | Material
3081326200 |  |  |  |  | SDSP(CBL-CNSL)S |  | Small parts | Cable | ['FIT'] |  | 0 | Material
3252C8IFB | 10603225807 | 3252C8IFB | 3252C8IFB | 3252C8IFB | PRAID EP3252-8I | 50 | IO card | RAID Controller Card | ['FIT' 'MW' 'WST'] | KABE | 0 | Material
3254C8IFB | 10603225808 | 3254C8IFB | 3254C8IFB | 3254C8IFB | PRAID EP3254-8I | 50 | IO card | RAID Controller Card | ['FIT' 'MW' 'WST'] | KABE | 0 | Material
3258C16IFB | 10603225809 | 3258C16IFB | 3258C16IFB | 3258C16IFB | PRAID EP3258-16I | 50 | IO card | RAID Controller Card | ['FIT' 'MW' 'WST'] | KABE | 0 | Material
35-400-0000159 |  |  |  |  | BUDGETARY LIQUID COOLING MODULE |  | Cooling | Heatsink | ['FIT'] |  | 0 | Material
35-520-0000024 |  |  |  |  | IA-SERVER ASETEK |  | Small parts | Small parts | ['FIT'] |  | 0 | Material
35-525-0000020 |  |  |  |  | IA-SERVER ASETEK |  | Small parts | Small parts | ['FIT'] |  | 0 | Material
35-525-0000023 |  |  |  |  | V4CDM-G2-48U |  | Small parts | Small parts | ['FIT'] |  | 0 | Material
35-600-0000055 |  |  |  |  | LC TUBE 230MM*2 |  | Small parts | Small parts | ['FIT'] |  | 0 | Material
35-600-0000070 |  |  |  |  | IA-SERVER ASETEK |  | Small parts | Small parts | ['FIT'] |  | 0 | Material
35-600-0000101 |  |  |  |  | 1U PATH THROUGH |  | Small parts | Small parts | ['FIT'] |  | 0 | Material
35-650-0000063 |  |  |  |  | IA-SERVER ASETEK |  | Small parts | Small parts | ['FIT'] |  | 0 | Material
3501796800 |  |  |  |  | SDSP ï½¶ï¾ï½¼ï½®ï½³ï½»ï¾žï½² ï½³ï½´ |  | Small parts | Small parts | ['FIT'] |  | 0 | Material
3506108300 |  |  |  |  | SDSP ï½¶ï¾ï½¼ï½®ï½³ï½»ï¾žï½² ï½³ï½´ |  | Small parts | Small parts | ['FIT'] |  | 0 | Material
3506108400 |  |  |  |  | SDSP ï½¶ï¾ï½¼ï½®ï½³ï½»ï¾žï½² ï½¼ï¾€ ï½³ï½¼ï¾› |  | Small parts | Small parts | ['FIT'] |  | 0 | Material
3506108500 |  |  |  |  | SDSP ï½¶ï¾ï½¼ï½®ï½³ï½»ï¾žï½² ï½¼ï¾€ ï¾ï½´ |  | Small parts | Small parts | ['FIT'] |  | 0 | Material
3516442700 |  |  |  |  | SDSP ï½¿ï½ºï½²ï¾€ |  | Small parts | Small parts | ['FIT'] |  | 0 | Material
355778483 |  |  |  |  | EOL/CHASSIS-40 S2 |  | BB/Enclosure | Small parts | ['FIT'] |  | 0 | Material
355778493 |  |  |  |  | EOL/CHASSIS-60 S2 |  | BB/Enclosure | BB/Enclosure | ['FIT'] |  | 0 | Material
355917433 |  |  |  |  | EOL/2UMAGA RIGHT OP |  | Small parts | Small parts | ['FIT'] |  | 0 | Material
355917443 |  |  |  |  | EOL/2UMAGA LEFT OP |  | Small parts | Small parts | ['FIT'] |  | 0 | Material
355917473 |  |  |  |  | EOL/2UMAGA LEFT MS |  | Small parts | Small parts | ['FIT'] |  | 0 | Material
355988403 |  |  |  |  | EOL/LIB-CONT |  | Small parts | Small parts | ['FIT'] |  | 0 | Material
355995444 |  |  |  |  | EOL/PSU |  | Small parts | Small parts | ['FIT'] |  | 0 | Material
376085454 |  |  |  |  | EOL/LT05 HH SAS |  | BB/Enclosure | BB/Enclosure | ['FIT'] |  | 0 | Material
376085474 |  |  |  |  | EOL/LT05 FH SAS |  | BB/Enclosure | BB/Enclosure | ['FIT'] |  | 0 | Material
376092404 |  |  |  |  | EOL/LTO6 HH SAS |  | BB/Enclosure | Small parts | ['FIT'] |  | 0 | Material
376092444 |  |  |  |  | LTO6 HH SAS-I |  | BB/Enclosure | LTO Drive | ['FIT'] |  | 0 | Material
376092454 |  |  |  |  | LTO6 HH FC-I |  | BB/Enclosure | LTO Drive | ['FIT'] |  | 0 | Material
376092474 |  |  |  |  | LTO7 HH FC-I |  | BB/Enclosure | LTO Drive | ['FIT'] |  | 0 | Material
376146443 |  |  |  |  | POWER SUPPLY |  | Small parts | PSU | ['FIT'] |  | 0 | Material
376198423 |  |  |  |  | LEFT MAGAZINE |  | Small parts | Small parts | ['FIT'] |  | 0 | Material
376198493 |  |  |  |  | POWER SUPPLY |  | PSU | PSU | ['FIT'] |  | 0 | Material
376199413 |  |  |  |  | EOL/BASE CHASSIS |  | BB/Enclosure | Barebone | ['FIT'] |  | 0 | Material
386028474-01 |  |  |  |  | ï½½ï¾€ï¾ï¾„ï¾žï½±ï¾›ï¾KIT |  | Small parts | Small parts | ['FIT'] |  | 0 | Material
420-12447 |  |  |  |  | RMK SLIDE-IN 2U |  | Small parts | Small parts | ['FIT'] |  | 0 | Material
5411C4320015 |  |  |  |  | PLAN EM ALASKA- |  | Small parts | Small parts | ['FIT'] |  | 0 | Material
562330001 |  |  |  |  | IA-EOL |  | Small parts | Small parts | ['FIT'] |  | 0 | Material
6NR152Z31MR-FJ |  |  |  |  | LX1430M1 base |  | Small parts | Small parts | ['FIT'] |  | 0 | Material
950025007 |  |  |  |  | BASE LIBRARY |  | Small parts | Others | ['FIT'] |  | 0 | Material
950025017 |  |  |  |  | BASE LIBRARY42U |  | Small parts | Small parts | ['FIT'] |  | 0 | Material
950490007 |  |  |  |  | BASE LIBRARY |  | Small parts | Small parts | ['FIT'] |  | 0 | Material
950491007 |  |  |  |  | EXP LIBRARY |  | Small parts | Small parts | ['FIT'] |  | 0 | Material
950641070 |  |  |  |  | EOL/ETERNUS LT40 S2 |  | BB/Enclosure | BB/Enclosure | ['FIT'] |  | 0 | Material
950642067 |  |  |  |  | EOL/ETERNUS LT60 S2 |  | BB/Enclosure | BB/Enclosure | ['FIT'] |  | 0 | Material
9CRAO338NR-00 |  |  |  |  | IA-SERVER PEG |  | Small parts | Small parts | ['FIT'] |  | 0 | Material
9CRAO438NR-00 |  |  |  |  | IA-SERVER PEG |  | Small parts | Small parts | ['FIT'] |  | 0 | Material
A26361-F1452-Z112-1-8N19 |  |  |  |  | FIRST INFORMATI |  | Small parts | Manual | ['FIT'] |  | 0 | Material
A26361-F1452-Z112-3-8N19 | 10602153121 | A26361-F1452-Z112-3-8N19 |  | A26361-F1452-Z112-3-8N19 | FIRST INFORMATION | 50 | Small parts | Manual | ['WST'] | KABE | 0 | Material
A26361-F1452-Z200-2-8N19 | 10602153119 | A26361-F1452-Z200-2-8N19 |  | A26361-F1452-Z200-2-8N19 | INFORMATION BACKUP DRIVES | 50 | Small parts | Manual | ['WST'] | KABE | 0 | Material
A26361-F1452-Z250-1-8N19 |  |  |  |  | SAFETY NOTES PS |  | Small parts | Manual | ['FIT'] |  | 0 | Material
A26361-F1452-Z250-2-8N19 | 10602153122 | A26361-F1452-Z250-2-8N19 |  | A26361-F1452-Z250-2-8N19 | SAFETY NOTES PS | 50 | Small parts | Manual | ['FIT' 'WST'] | KABE | 0 | Material
A26361-F1452-Z253-15 |  |  |  |  | SAFETY INSTRUCT |  | Small parts | Others | ['FIT'] |  | 0 | Material
A26361-F1452-Z253-18 |  |  |  |  | SAFETY INST. |  | Others | Others | ['FIT'] |  | 0 | Material
A26361-F1452-Z253-18-8N19 | 10603372298 | A26361-F1452-Z253-18-8N19 |  |  | SAFETY INSTRUCTIONS | 50 | Small parts | Manual | ['WST'] | KABE | 0 | Material
A26361-F1452-Z253-19-8N19 | 10603480624 | A26361-F1452-Z253-19-8N19 |  | A26361-F1452-Z253-19-8N19 | SAFETY INSTRUCTIONS | 50 | Small parts | Manual | ['WST'] | KABE | 0 | Material
A26361-F1452-Z253-4-9N19 | 10602495951 | A26361-F1452-Z253-4-9N19 |  | A26361-F1452-Z253-4-9N19 | SAFETY INSTRUCTIONS | 50 | Small parts | Manual | ['WST'] | KABE | 0 | Material
A26361-F1452-Z255-1-8N19 | 10602742521 | A26361-F1452-Z255-1-8N19 |  | A26361-F1452-Z255-1-8N19 | SUPPLEMENT SVHC | 50 | Small parts | Manual | ['WST'] | KABE | 0 | Material
A26361-F1452-Z260-1-8N19 | 10601578943 | A26361-F1452-Z260-1-8N19 |  | A26361-F1452-Z260-1-8N19 | WARRANTY AND SERVICE | 50 | Small parts | Manual | ['WST'] | KABE | 0 | Material
A26361-F1452-Z262-3-7419 | 10602489350 | A26361-F1452-Z262-3-7419 |  | A26361-F1452-Z262-3-7419 | USA-REGISTRATION | 50 | Small parts | Manual | ['WST'] | KABE | 0 | Material
A26361-F1452-Z270-7-7619 | 10603212812 | A26361-F1452-Z270-7-7619 |  | A26361-F1452-Z270-7-7619 | SUPPL. OPTIONAL COMP. | 50 | Small parts | Manual | ['WST'] | KABE | 0 | Material
A26361-F1452-Z290-1-7419 | 10602399343 | A26361-F1452-Z290-1-7419 |  | A26361-F1452-Z290-1-7419 | INFO CERTIFICATES | 50 | Small parts | Manual | ['WST'] | KABE | 0 | Material
A26361-F3552-Z170-2-7419 | 10601342132 | A26361-F3552-Z170-2-7419 |  | A26361-F3552-Z170-2-7419 | BB TPM MODUL | 50 | Small parts | Manual | ['WST'] | KABE | 0 | Material
A26361-F3552-Z171-1-7419 | 10602423929 | A26361-F3552-Z171-1-7419 |  | A26361-F3552-Z171-1-7419 | BB TPM MODUL | 50 | Small parts | Manual | ['WST'] | KABE | 0 | Material
A26361-F5243-Z170-1-7419 | 10601923462 | A26361-F5243-Z170-1-7419 |  | A26361-F5243-Z170-1-7419 | ADV SW LICENSE | 50 | Small parts | Manual | ['WST'] | KABE | 0 | Material
A26361-F5243-Z171-1-7619 | 10601915105 | A26361-F5243-Z171-1-7619 |  | A26361-F5243-Z171-1-7619 | SUPPLEMENT FBU02 | 50 | Small parts | Manual | ['WST'] | KABE | 0 | Material
A26361-K333-Z173-1-CH19 | 10600642017 | A26361-K333-Z173-1-CH19 |  | A26361-K333-Z173-1-CH19 | CCC(CHINA) | 50 | Small parts | Manual | ['WST'] | KABE | 0 | Material
A3C40047293 |  |  |  |  | KVM S2 ADAPTER |  | Small parts | Small parts | ['FIT'] |  | 0 | Material
A3C40073211 |  |  |  |  | IA-EOL |  | Small parts | Cable | ['FIT'] |  | 0 | Material
A3C40084136 |  |  |  |  | PCI COVER BRKT |  | Small parts | Blade option | ['FIT'] |  | 0 | Material
A3C40093868 |  |  |  |  | LAN MezzaCard |  | IO card | others | ['FIT'] |  | 0 | Material
A3C40094164 |  |  |  |  | Rear FAN Module |  | Small parts | Small parts | ['FIT'] |  | 0 | Material
A3C40096530 |  |  |  |  | Manage-Blade |  | Small parts | Small parts | ['FIT'] |  | 0 | Material
A3C40096531 |  |  |  |  | SW BLADE(1Gbps) |  | Software | Barebone | ['FIT'] |  | 0 | Material
A3C40101977 |  |  |  |  | IA-SERVER EOL |  | Small parts | Small parts | ['FIT'] |  | 0 | Material
A3C40102254 |  |  |  |  | DUMMY SERVER |  | Small parts | Small parts | ['FIT'] |  | 0 | Material
A3C40102255 |  |  |  |  | DUMMY SW BLADE |  | Small parts | Small parts | ['FIT'] |  | 0 | Material
A3C40102268 |  |  |  |  | Front-Y Cable |  | Small parts | Cable | ['FIT'] |  | 0 | Material
A3C40102441 |  |  |  |  | Heatsink(CPU1) |  | Small parts | Small parts | ['FIT'] |  | 0 | Material
A3C40107214 |  |  |  |  | IA-EOL |  | Small parts | Cable | ['FIT'] |  | 0 | Material
A3C40113970 |  |  |  |  | SYSTEM FAN |  | Small parts | Spare parts | ['FIT'] |  | 0 | Material
A3C40113993 |  |  |  |  | CBL-ID PROM |  | Small parts | Cable | ['FIT'] |  | 0 | Material
A3C40113995 |  |  |  |  | IA-EOL |  | Small parts | Cable | ['FIT'] |  | 0 | Material
A3C40119673 |  |  |  |  | LAN-PT BLABE |  | Small parts | Small parts | ['FIT'] |  | 0 | Material
A3C40121279 |  |  |  |  | Digital KVM Swith(32port) |  | Small parts | KVM | ['FIT'] |  | 0 | Material
A3C40121282 |  |  |  |  | 16port KVM SW |  | Small parts | Small parts | ['FIT'] |  | 0 | Material
A3C40121283 |  |  |  |  | 8port KVM SW |  | Small parts | KVM | ['FIT'] |  | 0 | Material
A3C40121813 |  |  |  |  | 8port KVM SW |  | Small parts | Small parts | ['FIT'] |  | 0 | Material
A3C40121814 |  |  |  |  | 16port KVM SW |  | Small parts | Small parts | ['FIT'] |  | 0 | Material
A3C40124381 |  |  |  |  | Digital KVM Swith(16port) |  | Small parts | KVM | ['FIT'] |  | 0 | Material
A3C40124382 |  |  |  |  | 8port KVM SW |  | Small parts | Small parts | ['FIT'] |  | 0 | Material
A3C40124453 |  |  |  |  | PSU 850W |  | PSU | PSU | ['FIT'] |  | 0 | Material
A3C40124949 |  |  |  |  | IA-SERVER COMPUCASE |  | Small parts | Small parts | ['FIT'] |  | 0 | Material
A3C40125056 |  |  |  |  | PSU(BX900) |  | PSU | PSU | ['FIT'] |  | 0 | Material
A3C40125829 |  |  |  |  | SERVER BLADE |  | Small parts | Blade option | ['FIT'] |  | 0 | Material
A3C40125913 | 10601526056 | A3C40125913 |  |  | PBPL_2_COMPSU_FLAT | 50 | Others | Others | ['FIT'] | KABE | 0 | Material
A3C40125916 |  |  |  |  | SERVER BLADE |  | Small parts | Small parts | ['FIT'] |  | 0 | Material
A3C40126172 |  |  |  |  | KVM S4 ADAPTER |  | Small parts | Small parts | ['FIT'] |  | 0 | Material
A3C40135239 |  |  |  |  | SAS20BPWI_4_35H |  | Others | Others | ['FIT'] |  | 0 | Material
A3C40135301 |  |  |  |  | TU1B CPU2 HS FO |  | Small parts | Small parts | ['FIT'] |  | 0 | Material
A3C40136352 |  |  |  |  | SSD_CARRIER_PCH |  | Small parts | Small parts | ['FIT'] |  | 0 | Material
A3C40136353 |  |  |  |  | SSD_CARRIER_SAS |  | Small parts | Blade option | ['FIT'] |  | 0 | Material
A3C40136354 |  |  |  |  | SAS_MEZZ_RISER_ |  | Small parts | Small parts | ['FIT'] |  | 0 | Material
A3C40136357 |  |  |  |  | TU1D_SAS_HD_BPL |  | Small parts | Small parts | ['FIT'] |  | 0 | Material
A3C40136774 |  |  |  |  | BX900S2 Z-BOX |  | BB/Enclosure | Barebone | ['FIT'] |  | 0 | Material
A3C40137607 | 10601491814 | A3C40137607 |  | A3C40137607 | TAG-R 900-SAS-10/FTS:10601491814 | 50 | Small parts | Label | ['WST'] | KABE | 0 | Material
A3C40137879 |  |  |  |  | IA-EOL |  | Cable | Cable | ['FIT'] |  | 0 | Material
A3C40137880 |  |  |  |  | IA-EOL |  | Cable | Cable | ['FIT'] |  | 0 | Material
A3C40139507 | 10601522706 | A3C40139507 |  | A3C40139507 | TAG-R 400-SAS-SSD/FTS:10601522706 | 50 | Small parts | Label | ['WST'] | KABE | 0 | Material
A3C40140230 |  |  |  |  | 5.25BAY BBU HOL |  | Small parts | Mechanical | ['FIT'] |  | 0 | Material
A3C40140617 |  |  |  |  | BP1-8XHDD I2C |  | Others | Others | ['FIT'] |  | 0 | Material
A3C40140618 |  |  |  |  | FAN Module |  | Cooling | FAN | ['FIT'] |  | 0 | Material
A3C40140887 |  |  |  |  | Mezz Riser Board1 |  | Others | Others | ['FIT'] |  | 0 | Material
A3C40140888 |  |  |  |  | Mezz Riser Board2 x8 |  | Others | Others | ['FIT'] |  | 0 | Material
A3C40140893 |  |  |  |  | MEZZ Riser Board2 x16 |  | Others | Others | ['FIT'] |  | 0 | Material
A3C40141007 | 10601546043 | A3C40141007 |  | A3C40141007 | FAN CAGE SPONGE | 80 | Small parts | Mechanical | ['WST'] | KABE | 0 | Material
A3C40141596 |  |  |  |  | BD-PWR BP RX500S7 |  | Others | Others | ['FIT'] |  | 0 | Material
A3C40142622 |  |  |  |  | DUMMY TRAY |  | Small parts | Mechanical | ['FIT'] |  | 0 | Material
A3C40142626 |  |  |  |  | 2.5" HDD TRAY |  | Small parts | Mechanical | ['FIT'] |  | 0 | Material
A3C40142636 |  |  |  |  | CBL SATA 4-RAID |  | Cable | Cable | ['FIT'] |  | 0 | Material
A3C40142637 |  |  |  |  | CBL SATA 2-RAID |  | Cable | Cable | ['FIT'] |  | 0 | Material
A3C40142640 |  |  |  |  | CBL SATA 4-RAID |  | Cable | Cable | ['FIT'] |  | 0 | Material
A3C40142649 | 10601558594 | A3C40142649 | A3C40142649 | A3C40142649 | COU SCREW M3X4, PH1,0.4 NM, S304 | 50 | Small parts | Mechanical | ['FIT' 'MW' 'WST'] | KABE | 0 | Material
A3C40142794 |  |  |  |  | PCIX5 RISER/B |  | Others | Others | ['FIT'] |  | 0 | Material
A3C40142814 |  |  |  |  | Mid-Plane/B |  | Others | Others | ['FIT'] |  | 0 | Material
A3C40142902 |  |  |  |  | 3.5 Linking/B-1 |  | Others | Others | ['FIT'] |  | 0 | Material
A3C40142903 |  |  |  |  | 3.5 Linking/B-2 |  | Others | Others | ['FIT'] |  | 0 | Material
A3C40143425 |  |  |  |  | C.A MSAS 4X1 RX |  | Cable | Cable | ['FIT'] |  | 0 | Material
A3C40144322 |  |  |  |  | IA-EOL |  | Cable | Cable | ['FIT'] |  | 0 | Material
A3C40144965 |  |  |  |  | ASSEMBLY SHEET |  | Small parts | Label | ['FIT'] |  | 0 | Material
A3C40145086 |  |  |  |  | PL-CARRIER 3.5" |  | Small parts | Mechanical | ['FIT'] |  | 0 | Material
A3C40145350 |  |  |  |  | FRONT Y-CABLE |  | Cable | Cable | ['FIT'] |  | 0 | Material
A3C40152045 | 10601644273 | A3C40152045 | A3C40152045 | A3C40152045 | 3,5" HDD SLIM CARRIER ASSY | 50 | Small parts | Mechanical | ['FIT' 'MW' 'WST'] | KABE | 0 | Material
A3C40152197 |  |  |  |  | RACK 19" SHELF |  | Small parts | Mechanical | ['FIT'] |  | 0 | Material
A3C40152219 |  |  |  |  | RMK-SDL 2U HORI |  | Small parts | Mechanical | ['FIT'] |  | 0 | Material
A3C40152425 | 10601649649 | A3C40152425 |  | A3C40152425 | TAG 1TB-BCSAS-7K2/FTS:10601649649 | 50 | Small parts | Label | ['WST'] | KABE | 0 | Material
A3C40156970 | 10601662998 | A3C40156970 | A3C40156970 | A3C40156970 | DUMMY 3,5"SL | 50 | Small parts | Mechanical | ['FIT' 'MW' 'WST'] | KABE | 0 | Material
A3C40157818 |  |  |  |  | SASBPL_1U_4_35HDD |  | Others | Others | ['FIT'] |  | 0 | Material
A3C40157826 | 10601751371 | A3C40157826 | A3C40157826 |  | FPANEL_1U_VGA | 50 | Others | Others | ['FIT' 'MW' 'WST'] | KABE | 0 | Material
A3C40157828 |  |  |  |  | S20BPL_1U_4_25H |  | Others | Others | ['FIT'] |  | 0 | Material
A3C40157831 |  |  |  |  | PCIE_RISER_1U_HIGH |  | Others | Others | ['FIT'] |  | 0 | Material
A3C40157833 |  |  |  |  | PCIE_RISER_1U_LOW |  | Others | Others | ['FIT'] |  | 0 | Material
A3C40157835 |  |  |  |  | PBPL_2_COMPSU_1 |  | Others | Others | ['FIT'] |  | 0 | Material
A3C40157842 |  |  |  |  | S30BPL_2U_4_25H |  | Others | Others | ['FIT'] |  | 0 | Material
A3C40157852 |  |  |  |  | S20BPL_1U_4L_25HDD RX100S8 |  | Others | Others | ['FIT'] |  | 0 | Material
A3C40158040 |  |  |  |  | CPU BLADE BX924S4 |  | BB/Enclosure | others | ['FIT'] |  | 0 | Material
A3C40158576 |  |  |  |  | TU1 TU2 LCD MOD |  | Others | Others | ['FIT'] |  | 0 | Material
A3C40159110 |  |  |  |  | LOGO RX350S8 |  | Small parts | Label | ['FIT'] |  | 0 | Material
A3C40159880 |  |  |  |  | OP_ASSY_NEXP |  | Others | Others | ['FIT'] |  | 0 | Material
A3C40159906 |  |  |  |  | SINGLE_PSU-KIT |  | Small parts | Mechanical | ['FIT'] |  | 0 | Material
A3C40159909 | 10601703023 | A3C40159909 | A3C40159909 |  | REDUN_PSU-KIT | 50 | Small parts | Mechanical | ['FIT' 'MW' 'WST'] | KABE | 0 | Material
A3C40159971 |  |  |  |  | RISER-HOLDER_FH-2 |  | Small parts | Mechanical | ['FIT'] |  | 0 | Material
A3C40160032 | 10601704895 | A3C40160032 | A3C40160032 | A3C40160032 | ODD_DUMMY_SLIM_COVER | 50 | Small parts | Mechanical | ['FIT' 'MW' 'WST'] | KABE | 0 | Material
A3C40160173 | 10601706322 | A3C40160173 |  | A3C40160173 | RISER KARTE PCI EXPRESS X1 | 50 | Others | Others | ['FIT' 'WST'] | KABE | 0 | Material
A3C40160463 |  |  |  |  | HDD TRAY 2.5"/3 |  | Small parts | Mechanical | ['FIT'] |  | 0 | Material
A3C40160611 | 10601712324 | A3C40160611 |  | A3C40160611 | TAG 4000-SATA-7.2/FTS:10601712324 | 50 | Small parts | Label | ['WST'] | KABE | 0 | Material
A3C40160643 | 10601712610 | A3C40160643 |  | A3C40160643 | TAG 1TB-SAS-7.2K/FTS:10601712610 | 50 | Small parts | Label | ['WST'] | KABE | 0 | Material
A3C40160644 | 10601712611 | A3C40160644 |  | A3C40160644 | TAG 2TB-SAS-7.2K/FTS:10601712611 | 50 | Small parts | Label | ['WST'] | KABE | 0 | Material
A3C40160646 | 10601712613 | A3C40160646 |  | A3C40160646 | TAG 4TB-SAS-7.2K/FTS:10601712613 | 50 | Small parts | Label | ['WST'] | KABE | 0 | Material
A3C40160676 |  |  |  |  | Dummy DIMM for CX |  | Small parts | Mechanical | ['FIT'] |  | 0 | Material
A3C40161774 |  |  |  |  | #CPU BLADE BX2560 M1 |  | BB/Enclosure | others | ['FIT'] |  | 0 | Material
A3C40161777 |  |  |  |  | #CPU BLADE BX2580 M1 |  | BB/Enclosure | others | ['FIT'] |  | 0 | Material
A3C40166305 | 10601726556 | A3C40166305 |  | A3C40166305 | LOGO "FUJITSU"NEXP | 50 | Small parts | Label | ['WST'] | KABE | 0 | Material
A3C40166880 | 10601731560 | A3C40166880 |  | A3C40166880 | DUMMY 2_5IN SL | 50 | Small parts | Mechanical | ['FIT' 'WST'] | KABE | 0 | Material
A3C40166943 |  |  |  |  | K20/K20X METAL |  | Others | Others | ['FIT'] |  | 0 | Material
A3C40167081 |  |  |  |  | RMK-F1 CMA SL |  | Small parts | Mechanical | ['FIT'] |  | 0 | Material
A3C40167083 |  |  |  |  | S30BPL_2U12X35H |  | Others | Others | ['FIT'] |  | 0 | Material
A3C40167093 |  |  |  |  | S30PCI_1U_10X25 |  | Others | Others | ['FIT'] |  | 0 | Material
A3C40167225 | 10601776056 | A3C40167225 |  | A3C40167225 | SAS30_EXPAND24 | 80 | Others | Others | ['FIT' 'WST'] | KABE | 0 | Material
A3C40167253 | 10601735572 | A3C40167253 |  | A3C40167253 | TAG 1000-SATA-5.4 | 50 | Small parts | Label | ['WST'] | KABE | 0 | Material
A3C40169389 | 10601738639 | A3C40169389 | A3C40169389 | A3C40169389 | DUMMY LOCK 3_5 | 50 | Small parts | Mechanical | ['FIT' 'MW' 'WST'] | KABE | 0 | Material
A3C40169390 | 10601738640 | A3C40169390 |  | A3C40169390 | DUMMY LOCK 2_5 | 50 | Small parts | Mechanical | ['WST'] | KABE | 0 | Material
A3C40169491 |  |  |  |  | DC CBL K20X |  | Cable | Cable | ['FIT'] |  | 0 | Material
A3C40169492 |  |  |  |  | CX250/270 S2 MB |  | Small parts | Systemboard | ['FIT'] |  | 0 | Material
A3C40169902 |  |  |  |  | SYSTEM FAN |  | Cooling | FAN | ['FIT'] |  | 0 | Material
A3C40169953 |  |  |  |  | SAS30_PASSTHRU_ |  | Others | Others | ['FIT'] |  | 0 | Material
A3C40170040 |  |  |  |  | S30BPL_1U10X25H |  | Others | Others | ['FIT'] |  | 0 | Material
A3C40170096 | 10601746577 | A3C40170096 | A3C40170096 | A3C40170096 | RMK F1-C S7 LV | 50 | Small parts | Mechanical | ['FIT' 'MW' 'WST'] | KABE | 0 | Material
A3C40170097 | 10601746578 | A3C40170097 | A3C40170097 | A3C40170097 | RMK F1 S7 LV | 50 | Small parts | Mechanical | ['FIT' 'MW' 'WST'] | KABE | 0 | Material
A3C40170417 |  |  |  |  | BD-OPERATION |  | Small parts | Mechanical | ['FIT'] |  | 0 | Material
A3C40170422 |  |  |  |  | BD-OPERATION |  | Small parts | Mechanical | ['FIT'] |  | 0 | Material
A3C40170470 |  |  |  |  | BD-PSU INTERPOS |  | Others | Others | ['FIT'] |  | 0 | Material
A3C40170478 |  |  |  |  | BD-RISER |  | Others | Others | ['FIT'] |  | 0 | Material
A3C40170480 |  |  |  |  | BD-RISER |  | Others | Others | ['FIT'] |  | 0 | Material
A3C40170482 |  |  |  |  | CX_S30PCIE_6_25 |  | Others | Others | ['FIT'] |  | 0 | Material
A3C40170484 |  |  |  |  | CX_S30_6_25HDD |  | Others | Others | ['FIT'] |  | 0 | Material
A3C40170486 |  |  |  |  | CX_S30PCIE_LINK |  | Others | Others | ['FIT'] |  | 0 | Material
A3C40170490 |  |  |  |  | MIDPLANE |  | Others | Others | ['FIT'] |  | 0 | Material
A3C40170534 |  |  |  |  | HDD-CAGE_CX400M |  | Small parts | Mechanical | ['FIT'] |  | 0 | Material
A3C40170571 |  |  |  |  | CX25X0M1_BASE-A |  | Small parts | Mechanical | ['FIT'] |  | 0 | Material
A3C40171960 |  |  |  |  | 2.5Z-HDD-CAGE_D |  | Small parts | Mechanical | ['FIT'] |  | 0 | Material
A3C40172451 |  |  |  |  | QRL-KIT 2U+ SLIM |  | Small parts | Mechanical | ['FIT'] |  | 0 | Material
A3C40172712 |  |  |  |  | Power-2 |  | Cable | Cable | ['FIT'] |  | 0 | Material
A3C40172714 |  |  |  |  | Power-3 |  | Cable | Cable | ['FIT'] |  | 0 | Material
A3C40172954 | 10601771042 | A3C40172954 |  | A3C40172954 | TAG-R 800-SAS-SSD/FTS:10601771042 | 50 | Small parts | Label | ['WST'] | KABE | 0 | Material
A3C40172955 | 10601771043 | A3C40172955 |  | A3C40172955 | TAG-R 1600-SAS-SSD/FTS:10601771043 | 50 | Small parts | Label | ['WST'] | KABE | 0 | Material
A3C40173042 | 10601771551 | A3C40173042 |  | A3C40173042 | TAG-R 1200-SAS-10/FTS:10601771551 | 50 | Small parts | Label | ['WST'] | KABE | 0 | Material
A3C40173140 |  |  |  |  | Shelf RMK long |  | Small parts | Mechanical | ['FIT'] |  | 0 | Material
A3C40173227 |  |  |  |  | KVM S2 Adapter |  | PSU | PSU | ['FIT'] |  | 0 | Material
A3C40173228 |  |  |  |  | KVM S4 ADAPTER |  | PSU | PSU | ['FIT'] |  | 0 | Material
A3C40173230 |  |  |  |  | Mid-Plane/B |  | Others | Others | ['FIT'] |  | 0 | Material
A3C40173250 |  |  |  |  | S30BPL_2U_4_35H |  | Others | Others | ['FIT'] |  | 0 | Material
A3C40173252 | 10601853533 | A3C40173252 | A3C40173252 | A3C40173252 | S30BPL_2U_8_25_HDD | 50 | Others | Others | ['FIT' 'MW' 'WST'] | KABE | 0 | Material
A3C40173264 |  |  |  |  | PCIE_2U_4_25SFF |  | Others | Others | ['FIT'] |  | 0 | Material
A3C40174237 |  |  |  |  | QRL-KIT 1U SLIM BIG LABEL |  | Small parts | Mechanical | ['FIT'] |  | 0 | Material
A3C40174251 |  |  |  |  | DUMMY_NODE |  | Small parts | Mechanical | ['FIT'] |  | 0 | Material
A3C40174299 | 10601827715 | A3C40174299 |  |  | SAS30_X12_RISER | 80 | Others | Others | ['FIT' 'WST'] | KABE | 0 | Material
A3C40174303 |  |  |  |  | DC FAN |  | Cooling | FAN | ['FIT'] |  | 0 | Material
A3C40174316 |  |  |  |  | GASKET DTR 10,0 |  | Small parts | Mechanical | ['FIT'] |  | 0 | Material
A3C40174495 |  |  |  |  | RX4770M1 CPU HS |  | Cooling | Heatsink | ['FIT'] |  | 0 | Material
A3C40174545 |  |  |  |  | QRL LOGO SLIM R |  | Small parts | Mechanical | ['FIT'] |  | 0 | Material
A3C40174932 |  |  |  |  | PCIE_1URSR_X16_2X8 |  | Others | Others | ['FIT'] |  | 0 | Material
A3C40174934 |  |  |  |  | BD-RISER |  | Others | Others | ['FIT'] |  | 0 | Material
A3C40174936 |  |  |  |  | BD-RISER |  | Others | Others | ['FIT'] |  | 0 | Material
A3C40174940 | 10601790916 | A3C40174940 | A3C40174940 | A3C40174940 | RMK-F1 CMA, SL-E | 50 | Small parts | Mechanical | ['FIT' 'MW' 'WST'] | KABE | 0 | Material
A3C40174941 | 10601790917 | A3C40174941 | A3C40174941 | A3C40174941 | RMK-F1, SL-E | 50 | Small parts | Mechanical | ['FIT' 'MW' 'WST'] | KABE | 0 | Material
A3C40174993 |  |  |  |  | BD-POWER DISTR |  | Others | Others | ['FIT'] |  | 0 | Material
A3C40175001 |  |  |  |  | BD-FP FAN |  | Others | Others | ['FIT'] |  | 0 | Material
A3C40175002 |  |  |  |  | BD-HOT SWAP BP |  | Others | Others | ['FIT'] |  | 0 | Material
A3C40175007 |  |  |  |  | BD-FRONTPANEL |  | Others | Others | ['FIT'] |  | 0 | Material
A3C40175017 |  |  |  |  | CBL POWER1 |  | Cable | Cable | ['FIT'] |  | 0 | Material
A3C40175018 |  |  |  |  | CBL POWER2 |  | Cable | Cable | ['FIT'] |  | 0 | Material
A3C40175019 |  |  |  |  | CBL POWER3 |  | Cable | Cable | ['FIT'] |  | 0 | Material
A3C40175020 |  |  |  |  | CBL FANBD |  | Cable | Cable | ['FIT'] |  | 0 | Material
A3C40175021 |  |  |  |  | CBL USB |  | Cable | Cable | ['FIT'] |  | 0 | Material
A3C40175042 |  |  |  |  | CBL PDB S-BAND |  | Cable | Cable | ['FIT'] |  | 0 | Material
A3C40175043 |  |  |  |  | CBL HDD SMBUS |  | Cable | Cable | ['FIT'] |  | 0 | Material
A3C40175044 |  |  |  |  | CBL RMII |  | Cable | Cable | ['FIT'] |  | 0 | Material
A3C40175045 |  |  |  |  | CBL HDDBD POWER |  | Cable | Cable | ['FIT'] |  | 0 | Material
A3C40175046 |  |  |  |  | CBL FANBD POWER |  | Cable | Cable | ['FIT'] |  | 0 | Material
A3C40175047 |  |  |  |  | CBL DVD |  | Cable | Cable | ['FIT'] |  | 0 | Material
A3C40175048 |  |  |  |  | CBL-SAS1 |  | Cable | Cable | ['FIT'] |  | 0 | Material
A3C40175049 |  |  |  |  | CBL-SAS2 |  | Cable | Cable | ['FIT'] |  | 0 | Material
A3C40175052 |  |  |  |  | CBL-PCIE SSD1 |  | Cable | Cable | ['FIT'] |  | 0 | Material
A3C40175053 |  |  |  |  | CBL-PCIE SSD2 |  | Cable | Cable | ['FIT'] |  | 0 | Material
A3C40175054 |  |  |  |  | CBL-PCIE SSD3 |  | Cable | Cable | ['FIT'] |  | 0 | Material
A3C40175055 |  |  |  |  | CBL-PCIE SSD4 |  | Cable | Cable | ['FIT'] |  | 0 | Material
A3C40175109 |  |  |  |  | 1U-BRACKET, REINFORCE |  | Small parts | Mechanical | ['FIT'] |  | 0 | Material
A3C40175423 |  |  |  |  | GPGPU-BRKT_K20 |  | Small parts | Mechanical | ['FIT'] |  | 0 | Material
A3C40175488 |  |  |  |  | CX_MPL_2NOD_2GP |  | Others | Others | ['FIT'] |  | 0 | Material
A3C40175735 |  |  |  |  | 5-DIMM WIDE AIR DUCT LEFT |  | Small parts | Mechanical | ['FIT'] |  | 0 | Material
A3C40175736 |  |  |  |  | 5-DIMM WIDE AIR DUCT RIGHT |  | Small parts | Mechanical | ['FIT'] |  | 0 | Material
A3C40175737 |  |  |  |  | CPU-1 HS, 145W, w. cable tunnel |  | Cooling | Heatsink | ['FIT'] |  | 0 | Material
A3C40175738 |  |  |  |  | CPU-1 HS, 135W, w. cable tunnel |  | Cooling | Heatsink | ['FIT'] |  | 0 | Material
A3C40175739 |  |  |  |  | CPU-2 HS, 145W, w. cable tunnel |  | Cooling | Heatsink | ['FIT'] |  | 0 | Material
A3C40175740 |  |  |  |  | CPU-2 HS, 135W, w. cable tunnel |  | Cooling | Heatsink | ['FIT'] |  | 0 | Material
A3C40175743 |  |  |  |  | 5-DIMM WIDE AIR DUCT |  | Small parts | Mechanical | ['FIT'] |  | 0 | Material
A3C40175744 |  |  |  |  | HS CPU1 145W |  | Cooling | Heatsink | ['FIT'] |  | 0 | Material
A3C40175745 |  |  |  |  | HS CPU1 135W |  | Cooling | Heatsink | ['FIT'] |  | 0 | Material
A3C40175746 |  |  |  |  | HS CPU2 145W W.SSD HOLDER |  | Cooling | Heatsink | ['FIT'] |  | 0 | Material
A3C40175747 |  |  |  |  | HS CPU2 135W W. |  | Cooling | Heatsink | ['FIT'] |  | 0 | Material
A3C40175960 |  |  |  |  | LOGO RX2530 M1 |  | Small parts | Label | ['FIT'] |  | 0 | Material
A3C40175961 |  |  |  |  | LOGO RX2530 M1 |  | Small parts | Label | ['FIT'] |  | 0 | Material
A3C40175964 |  |  |  |  | LOGO RX2540 M1 |  | Small parts | Label | ['FIT'] |  | 0 | Material
A3C40176036 |  |  |  |  | CAGE NUT M5 |  | Small parts | Mechanical | ['FIT'] |  | 0 | Material
A3C40176060 | 10601811597 | A3C40176060 |  | A3C40176060 | 2U-BRACKET, REINFORCE | 50 | Small parts | Mechanical | ['WST'] | KABE | 0 | Material
A3C40176093 | 10601853535 | A3C40176093 |  |  | S30BP_4U_4_35HDD | 50 | Others | Others | ['FIT' 'WST'] | KABE | 0 | Material
A3C40176097 | 10601853532 | A3C40176097 | A3C40176097 | A3C40176097 | S30BP_2U_4_25HDD | 50 | Others | Others | ['FIT' 'MW' 'WST'] | KABE | 0 | Material
A3C40176099 | 10601900037 | A3C40176099 |  |  | SAS30BPL_EXP_32HDD | 80 | Others | Others | ['FIT' 'WST'] | KABE | 0 | Material
A3C40176202 |  |  |  |  | K1/K2 METAL PAR |  | Others | Others | ['FIT'] |  | 0 | Material
A3C40176409 |  |  |  |  | 0GB-T MEZZ.RJ45 |  | IO card | LAN Controller Card | ['FIT'] |  | 0 | Material
A3C40176614 |  |  |  |  | 10G MEZZ ASSY |  | Others | Others | ['FIT'] |  | 0 | Material
A3C40176680 | 10601816040 | A3C40176680 | A3C40176680 | A3C40176680 | RISER-HOLDER_LP 16X FBU ASSY | 50 | Small parts | Mechanical | ['FIT' 'MW' 'WST'] | KABE | 0 | Material
A3C40176682 | 10601816042 | A3C40176682 |  |  | RISER-HOLDER_FH_16X ASSY | 50 | Small parts | Mechanical | ['FIT' 'WST'] | KABE | 0 | Material
A3C40176724 |  |  |  |  | STAND OFF NUT |  | Small parts | Mechanical | ['FIT'] |  | 0 | Material
A3C40176793 |  |  |  |  | PCH HDD backplane |  | Others | Others | ['FIT'] |  | 0 | Material
A3C40176794 |  |  |  |  | PCIe HDD backplane |  | Others | Others | ['FIT'] |  | 0 | Material
A3C40177395 |  |  |  |  | SAS HDD backplane |  | Others | Others | ['FIT'] |  | 0 | Material
A3C40177396 |  |  |  |  | PUMA LINK.BD.CONNECT.KIT |  | Others | Others | ['FIT'] |  | 0 | Material
A3C40177397 |  |  |  |  | DDR-4 DUMMY DIMM |  | Small parts | Mechanical | ['FIT'] |  | 0 | Material
A3C40177543 |  |  |  |  | SYSTEM FAN ASSY |  | Cooling | FAN | ['FIT'] |  | 0 | Material
A3C40177553 |  |  |  |  | BX2580 PCH CON-KIT |  | Others | Others | ['FIT'] |  | 0 | Material
A3C40177554 |  |  |  |  | MEZZ SSD BP/B W/CARRIER KIT |  | Others | Others | ['FIT'] |  | 0 | Material
A3C40177555 |  |  |  |  | 5 DIMM wide air duct Right-2 |  | Small parts | Mechanical | ['FIT'] |  | 0 | Material
A3C40177557 |  |  |  |  | SSD Holder |  | Small parts | Mechanical | ['FIT'] |  | 0 | Material
A3C40177586 | 10601826539 | A3C40177586 |  | A3C40177586 | TAG-R 1.6TB-PCIE-SSD-SFF/FTS:10601826539 | 50 | Small parts | Label | ['WST'] | KABE | 0 | Material
A3C40177587 | 10601826540 | A3C40177587 |  | A3C40177587 | TAG-R 2.0TB-PCIE-SSD-SFF/FTS:10601826540 | 50 | Small parts | Label | ['WST'] | KABE | 0 | Material
A3C40177588 | 10601826541 | A3C40177588 |  | A3C40177588 | TAG-R DUMMY-PCIE-SSD-SFF/FTS:10601826541 | 50 | Small parts | Label | ['WST'] | KABE | 0 | Material
A3C40178270 |  |  |  |  | FAN-60MM |  | Cooling | FAN | ['FIT'] |  | 0 | Material
A3C40178725 | 10601835918 | A3C40178725 |  | A3C40178725 | TAG-R 240-SATA-SSD/FTS:10601835918 | 50 | Small parts | Label | ['WST'] | KABE | 0 | Material
A3C40178726 | 10601835919 | A3C40178726 |  | A3C40178726 | TAG-R 480-SATA-SSD/FTS:10601835919 | 50 | Small parts | Label | ['WST'] | KABE | 0 | Material
A3C40178918 |  |  |  |  | PCIE_R_4_25SFF |  | Others | Others | ['FIT'] |  | 0 | Material
A3C40179841 | 10601847536 | A3C40179841 |  | A3C40179841 | 2,5" HDD IMP SLIM CARRIER ASSY | 50 | Small parts | Mechanical | ['FIT' 'WST'] | KABE | 0 | Material
A3C40180125 |  |  |  |  | #BB CX600M1 |  | Small parts | Mechanical | ['FIT'] |  | 0 | Material
A3C40180127 |  |  |  |  | FRONT PANEL L |  | Small parts | Mechanical | ['FIT'] |  | 0 | Material
A3C40180128 |  |  |  |  | FRONT PANEL R |  | Small parts | Mechanical | ['FIT'] |  | 0 | Material
A3C40181326 |  |  |  |  | CPU_AIR_GUIDE for RX2530 |  | Small parts | Mechanical | ['FIT'] |  | 0 | Material
A3C40181327 |  |  |  |  | PSU_AIR_GUIDE for RX2530 |  | BB/Enclosure | Mechanical | ['FIT'] |  | 0 | Material
A3C40181407 | 10601860231 | A3C40181407 |  |  | SAS30BPL_EXP_24HDD | 50 | Others | Others | ['FIT' 'WST'] | KABE | 0 | Material
A3C40181411 |  |  |  |  | GPGPU-DUMMY |  | Small parts | Mechanical | ['FIT'] |  | 0 | Material
A3C40181438 |  |  |  |  | LP BRACKET DUMM |  | Small parts | Mechanical | ['FIT'] |  | 0 | Material
A3C40181442 |  |  |  |  | CPU DUMMY RX477 |  | Small parts | Mechanical | ['FIT'] |  | 0 | Material
A3C40181898 | 10601857910 | A3C40181898 | A3C40181898 | A3C40181898 | MEMORY-DUMMY DDR4 | 50 | Small parts | Mechanical | ['FIT' 'MW' 'WST'] | KABE | 0 | Material
A3C40183372 |  |  |  |  | DUMMY NODE |  | Small parts | Mechanical | ['FIT'] |  | 0 | Material
A3C40183422 |  |  |  |  | AIRBLOCKER_FOIL |  | Small parts | Mechanical | ['FIT'] |  | 0 | Material
A3C40183465 |  |  |  |  | MEM RISER ASSY |  | Others | Others | ['FIT'] |  | 0 | Material
A3C40183926 | 10601874968 | A3C40183926 |  | A3C40183926 | TAG-R 1800-SAS-10/FTS:10601874968 | 50 | Small parts | Label | ['WST'] | KABE | 0 | Material
A3C40183939 |  |  |  |  | S30BP_4_25HDD |  | Others | Others | ['FIT'] |  | 0 | Material
A3C40184682 |  |  |  |  | #CPU BLADE BX25 |  | BB/Enclosure | others | ['FIT'] |  | 0 | Material
A3C40184683 |  |  |  |  | #CPU BLADE BX25 |  | BB/Enclosure | others | ['FIT'] |  | 0 | Material
A3C40184859 | 10601885239 | A3C40184859 |  | A3C40184859 | TAG 6000-SATA-7.2/FTS:10601885239 | 50 | Small parts | Label | ['WST'] | KABE | 0 | Material
A3C40184961 |  |  |  |  | LC TUBE SET CX4 |  | Cooling | Heatsink | ['FIT'] |  | 0 | Material
A3C40184963 |  |  |  |  | LC SERVER LOOP |  | Cooling | Heatsink | ['FIT'] |  | 0 | Material
A3C40185124 |  |  |  |  | BD-POWER |  | Others | Others | ['FIT'] |  | 0 | Material
A3C40185177 |  |  |  |  | CX1640M1-BASE-A |  | Small parts | Mechanical | ['FIT'] |  | 0 | Material
A3C40185178 |  |  |  |  | HDD_SSD-UNIT-ASSY |  | Small parts | Mechanical | ['FIT'] |  | 0 | Material
A3C40185181 |  |  |  |  | PSU-DUMMY |  | Small parts | Mechanical | ['FIT'] |  | 0 | Material
A3C40185656 |  |  |  |  | MEM PADS LC CX2 |  | Cooling | Heatsink | ['FIT'] |  | 0 | Material
A3C40185671 |  |  |  |  | LIQUID WATER |  | Small parts | Small parts | ['FIT'] |  | 0 | Material
A3C40185672 |  |  |  |  | LEAK SENSOR |  | Small parts | Small parts | ['FIT'] |  | 0 | Material
A3C40185696 |  |  |  |  | HEX HEAD PLUG |  | Small parts | Small parts | ['FIT'] |  | 0 | Material
A3C40185697 |  |  |  |  | CBL-LED |  | Small parts | Cable | ['FIT'] |  | 0 | Material
A3C40185699 |  |  |  |  | LEVEL SENSOR |  | Small parts | Small parts | ['FIT'] |  | 0 | Material
A3C40185700 |  |  |  |  | FLOW SENSOR |  | Small parts | Small parts | ['FIT'] |  | 0 | Material
A3C40185701 |  |  |  |  | F.PRESS SENSOR |  | Small parts | Small parts | ['FIT'] |  | 0 | Material
A3C40185782 |  |  |  |  | CX1640M1-HDD_SS |  | Small parts | Mechanical | ['FIT'] |  | 0 | Material
A3C40185877 |  |  |  |  | #BB CX400M1/CX2 |  | BB/Enclosure | Barebone | ['FIT'] |  | 0 | Material
A3C40186089 |  |  |  |  | #BB CX400M1/CX2550M1 CD |  | BB/Enclosure | Barebone | ['FIT'] |  | 0 | Material
A3C40186638 |  |  |  |  | LOGO RX2540 M2 |  | Small parts | Label | ['FIT'] |  | 0 | Material
A3C40186639 |  |  |  |  | LOGO RX2530 M2 |  | Small parts | Label | ['FIT'] |  | 0 | Material
A3C40186640 |  |  |  |  | LOGO RX2530 M2 |  | Small parts | Label | ['FIT'] |  | 0 | Material
A3C40186827 |  |  |  |  | LC SERVER LOOP |  | Cooling | Heatsink | ['FIT'] |  | 0 | Material
A3C40187259 |  |  |  |  | GPGPU-EXTENTION ASM |  | Small parts | Mechanical | ['FIT'] |  | 0 | Material
A3C40190396 |  |  |  |  | PDU KIT SHORT |  | Others | Others | ['FIT'] |  | 0 | Material
A3C40190397 |  |  |  |  | PDU KIT LONG |  | Others | Others | ['FIT'] |  | 0 | Material
A3C40190438 |  |  |  |  | CX1640M1-LC-BAS |  | Small parts | Mechanical | ['FIT'] |  | 0 | Material
A3C40190871 |  |  |  |  | #BB CX400M1/CX2 |  | BB/Enclosure | Barebone | ['FIT'] |  | 0 | Material
A3C40191150 | 10601915806 | A3C40191150 | A3C40191150 | A3C40191150 | RMK-F2_DI_CMA_QRL_LV | 50 | Small parts | Mechanical | ['FIT' 'MW' 'WST'] | KABE | 0 | Material
A3C40191221 |  |  |  |  | RACKCDU W800 EU |  | Small parts | CX option | ['FIT'] |  | 0 | Material
A3C40191222 |  |  |  |  | RACKCDU W800 EU |  | Small parts | Small parts | ['FIT'] |  | 0 | Material
A3C40191224 |  |  |  |  | RACKCDU W800 US |  | Small parts | Small parts | ['FIT'] |  | 0 | Material
A3C40191249 |  |  |  |  | SPACER |  | Small parts | Mechanical | ['FIT'] |  | 0 | Material
A3C40191503 |  |  |  |  | TOOL KIT, AIR B |  | Small parts | Small parts | ['FIT'] |  | 0 | Material
A3C40191633 |  |  |  |  | RX2510Mx LOM COM ADAPTER |  | Small parts | Mechanical | ['FIT'] |  | 0 | Material
A3C40191750 |  |  |  |  | SYSTEM FAN 40MM |  | Cooling | FAN | ['FIT'] |  | 0 | Material
A3C40191869 |  |  |  |  | FBU_COPUPLE_PLA |  | Small parts | Mechanical | ['FIT'] |  | 0 | Material
A3C40192180 | 10601926133 | A3C40192180 |  | A3C40192180 | TAG 6TB-SAS-7.2K/FTS:10601926133 | 50 | Small parts | Label | ['WST'] | KABE | 0 | Material
A3C40192191 | 10601926193 | A3C40192191 |  | A3C40192191 | TAG-R 960-SATA-SSD/FTS:10601926193 | 50 | Small parts | Label | ['WST'] | KABE | 0 | Material
A3C40192329 | 10601927196 | A3C40192329 |  | A3C40192329 | TAG-R 1920-SATA-SSD/FTS:10601927196 | 50 | Small parts | Label | ['WST'] | KABE | 0 | Material
A3C40192331 |  |  |  |  | SCREW_EAR_RIGHT_ASSY_RX2530_RX2510_RX1330 |  | Small parts | Mechanical | ['FIT'] |  | 0 | Material
A3C40192332 | 10601927361 | A3C40192332 | A3C40192332 | A3C40192332 | SCREW_EAR_LEFT_ASSY_RX2530_RX2510_RX1330 | 50 | Small parts | Mechanical | ['FIT' 'MW' 'WST'] | KABE | 0 | Material
A3C40192345 |  |  |  |  | RMK-F2 SHORT Bi |  | Small parts | Small parts | ['FIT'] |  | 0 | Material
A3C40192799 |  |  |  |  | CX600 LC |  | Small parts | Small parts | ['FIT'] |  | 0 | Material
A3C40193060 |  |  |  |  | LOGO RX2560 M2 |  | Small parts | Label | ['FIT'] |  | 0 | Material
A3C40193875 |  |  |  |  | RX4770 M2/M3 BMC-RISER ASSY |  | Others | Others | ['FIT'] |  | 0 | Material
A3C40193897 |  |  |  |  | QRL_EAR_RIGHT_A |  | Small parts | Mechanical | ['FIT'] |  | 0 | Material
A3C40193898 |  |  |  |  | QRL_EAR_LEFT_AS |  | Small parts | Mechanical | ['FIT'] |  | 0 | Material
A3C40194003 | 10602104012 | A3C40194003 |  | A3C40194003 | PBPL_2X_TX1320M3 | 50 | Others | Others | ['FIT' 'WST'] | KABE | 0 | Material
A3C40195616 | 10602023705 | A3C40195616 |  |  | HSBP X16 | 80 | Others | Others | ['FIT' 'WST'] | KABE | 0 | Material
A3C40195617 | 10602023706 | A3C40195617 |  | A3C40195617 | PDB | 80 | Others | Others | ['WST'] | KABE | 0 | Material
A3C40195618 | 10602023707 | A3C40195618 |  |  | EXPANDER BOARD | 80 | Others | Others | ['FIT' 'WST'] | KABE | 0 | Material
A3C40195620 |  |  |  |  | RISER D - BOTTOM |  | Others | Others | ['FIT'] |  | 0 | Material
A3C40195872 |  |  |  |  | TUBE SET LONG |  | Cooling | Heatsink | ['FIT'] |  | 0 | Material
A3C40195873 |  |  |  |  | TUBE SET SHORT |  | Cooling | Heatsink | ['FIT'] |  | 0 | Material
A3C40196264 |  |  |  |  | PCIE_1URM4_24_16_8 |  | Others | Others | ['FIT'] |  | 0 | Material
A3C40196266 |  |  |  |  | PCIE_1URM4_X16RIGHT |  | Others | Others | ['FIT'] |  | 0 | Material
A3C40196268 |  |  |  |  | PCIE_1URM4_X16LEFT |  | Others | Others | ['FIT'] |  | 0 | Material
A3C40196337 | 10602046038 | A3C40196337 | A3C40196337 | A3C40196337 | PCIE_1URM4_24_16_8_ASSY | 80 | Others | Others | ['FIT' 'MW' 'WST'] | KABE | 0 | Material
A3C40196356 |  |  |  |  | RMK-RACKCDU-V3 |  | Small parts | Mechanical | ['FIT'] |  | 0 | Material
A3C40196635 | 10602382336 | A3C40196635 | A3C40196635 | A3C40196635 | BU100 | 50 | Others | Others | ['FIT' 'MW' 'WST'] | KABE | 0 | Material
A3C40196765 |  |  |  |  | REAR FIX. Brckt |  | Small parts | Mechanical | ['FIT'] |  | 0 | Material
A3C40196777 | 10602109030 | A3C40196777 |  | A3C40196777 | S30BPL_1U_4_25HDD_W | 50 | Others | Others | ['FIT' 'WST'] | KABE | 0 | Material
A3C40196780 | 10602109309 | A3C40196780 |  | A3C40196780 | S30BPL_1U_4L_25HDD_W | 50 | Others | Others | ['FIT' 'MW' 'WST'] | KABE | 0 | Material
A3C40196783 |  |  |  |  | S30PCI_1U_8_25H |  | Others | Others | ['FIT'] |  | 0 | Material
A3C40196796 | 10602109031 | A3C40196796 |  |  | S30BPL_2U_4_35HDD_W | 50 | Others | Others | ['FIT' 'WST'] | KABE | 0 | Material
A3C40196798 | 10602109032 | A3C40196798 |  | A3C40196798 | PCIE_R_4_25SFF_W | 50 | Others | Others | ['FIT' 'WST'] | KABE | 0 | Material
A3C40197144 | 10602101673 | A3C40197144 |  | A3C40197144 | HDD LABEL 10X2.5 RX2530M4-5 | 80 | Small parts | Mechanical | ['FIT' 'WST'] | KABE | 0 | Material
A3C40197243 |  |  |  |  | LOGO TX2550 M4 |  | Small parts | Label | ['FIT'] |  | 0 | Material
A3C40197248 |  |  |  |  | LOGO TX1330 M3 |  | Small parts | Label | ['FIT'] |  | 0 | Material
A3C40197295 | 10602132307 | A3C40197295 |  |  | S30BPL_1U10X25HDD_W | 80 | Others | Others | ['FIT' 'WST'] | KABE | 0 | Material
A3C40197297 | 10602109033 | A3C40197297 | A3C40197297 | A3C40197297 | S30BPL_2U12X35HDD_W | 75 | Others | Others | ['FIT' 'MW' 'WST'] | KABE | 0 | Material
A3C40197381 | 10602108835 | A3C40197381 |  |  | S30PCI_1U_10X25HDD_W | 80 | Others | Others | ['FIT' 'WST'] | KABE | 0 | Material
A3C40197393 | 10602104604 | A3C40197393 |  | A3C40197393 | TAG-R 1920-SAS-SSD/FTS:10602104604 | 50 | Small parts | Label | ['WST'] | KABE | 0 | Material
A3C40197394 | 10602104606 | A3C40197394 |  | A3C40197394 | TAG-R 3.8TB-SAS-SSD/FTS:10602104606 | 50 | Small parts | Label | ['WST'] | KABE | 0 | Material
A3C40197404 | 10602104744 | A3C40197404 |  | A3C40197404 | TAG-R 960-SAS-SSD/FTS:10602104744 | 50 | Small parts | Label | ['WST'] | KABE | 0 | Material
A3C40197405 | 10602104745 | A3C40197405 |  | A3C40197405 | TAG-R 480-SAS-SSD/FTS:10602104745 | 50 | Small parts | Label | ['WST'] | KABE | 0 | Material
A3C40198159 | 10602323336 | A3C40198159 | A3C40198159 |  | PCIE_2U_4_25SFF_SL_W | 50 | Others | Others | ['FIT' 'MW' 'WST'] | KABE | 0 | Material
A3C40198260 | 10602113223 | A3C40198260 | A3C40198260 | A3C40198260 | OCP DUMMY RX4770M4 | 80 | Small parts | Mechanical | ['FIT' 'MW' 'WST'] | KABE | 0 | Material
A3C40198957 | 10602116834 | A3C40198957 |  | A3C40198957 | TAG 8TB-SAS-7.2K/FTS:10602116834 | 50 | Small parts | Label | ['WST'] | KABE | 0 | Material
A3C40198959 | 10602116836 | A3C40198959 |  | A3C40198959 | TAG 8TB-SATA-7.2/FTS:10602116836 | 50 | Small parts | Label | ['WST'] | KABE | 0 | Material
A3C40199323 | 10602159396 | A3C40199323 |  | A3C40199323 | PBPL_1_COMPSU | 75 | Others | Others | ['FIT' 'WST'] | KABE | 0 | Material
A3C40200632 | 10602127505 | A3C40200632 | A3C40200632 |  | MID PLANE 1 KIT ASSY | 75 | Small parts | Mechanical | ['FIT' 'MW'] | KABE | 0 | Material
A3C40200633 | 10602127506 | A3C40200633 | A3C40200633 |  | FRONT PANEL (R) 1 ASSY | 75 | Others | Others | ['MW' 'WST'] | KABE | 0 | Material
A3C40200637 |  |  |  |  | NODE AP BASE UN |  | Small parts | Mechanical | ['FIT'] |  | 0 | Material
A3C40200638 | 10602127510 | A3C40200638 |  |  | FRONT PANEL CABLE (R) | 75 | Cable | Cable | ['FIT'] | KABE | 0 | Material
A3C40200640 |  |  |  |  | NODE AD BASE UNI |  | Small parts | Mechanical | ['FIT'] |  | 0 | Material
A3C40200641 | 10602127513 | A3C40200641 | A3C40200641 |  | FRONT PANEL (L) 1 ASSY | 75 | Others | Others | ['FIT' 'MW'] | KABE | 0 | Material
A3C40200643 |  |  |  |  | GPGPU TRAY NODE |  | Small parts | Mechanical | ['FIT'] |  | 0 | Material
A3C40200645 |  |  |  |  | BD-GPU RISER |  | Others | Others | ['FIT'] |  | 0 | Material
A3C40200647 |  |  |  |  | BD-PIG |  | Others | Others | ['FIT'] |  | 0 | Material
A3C40200648 | 10602127519 | A3C40200648 | A3C40200648 | A3C40200648 | GPU RISER (L) P1 | 50 | Small parts | Mechanical | ['FIT' 'MW' 'WST'] | KABE | 0 | Material
A3C40200650 | 10602127521 | A3C40200650 | A3C40200650 | A3C40200650 | GPU RISER (L) P2 | 50 | Small parts | Mechanical | ['FIT' 'MW' 'WST'] | KABE | 0 | Material
A3C40200652 |  |  |  |  | BD-SXM2 BASE |  | Others | Others | ['FIT'] |  | 0 | Material
A3C40200654 |  |  |  |  | CBL-FAN2 |  | Others | Others | ['FIT'] |  | 0 | Material
A3C40200656 |  |  |  |  | BD-SXM2 RISER R |  | Others | Others | ['FIT'] |  | 0 | Material
A3C40200662 | 10602127538 | A3C40200662 |  | A3C40200662 | FAN | 75 | Cooling | FAN | ['FIT' 'WST'] | KABE | 0 | Material
A3C40200681 | 10602127553 | A3C40200681 |  |  | 1U RISER A (L) | 50 | Small parts | Mechanical | ['FIT'] | KABE | 0 | Material
A3C40200683 |  |  |  |  | 1U RISER A (L) PCBA |  | Others | Others | ['FIT'] |  | 0 | Material
A3C40200685 | 10602127567 | A3C40200685 |  |  | 1U RISER A (R) P1 | 50 | Small parts | Mechanical | ['FIT'] | KABE | 0 | Material
A3C40200687 |  |  |  |  | BD-RISER2 |  | Others | Others | ['FIT'] |  | 0 | Material
A3C40200689 |  |  |  |  | 1U RISER A (R) |  | Small parts | Mechanical | ['FIT'] |  | 0 | Material
A3C40200690 |  |  |  |  | BD-RISER3 |  | Others | Others | ['FIT'] |  | 0 | Material
A3C40200691 | 10602127573 | A3C40200691 |  | A3C40200691 | 2.5" HDD BRIDGE BOARD | 50 | Others | Others | ['FIT' 'WST'] | KABE | 0 | Material
A3C40200693 | 10602127575 | A3C40200693 | A3C40200693 | A3C40200693 | 2.5" HDD CAGE (X6 HDD) | 50 | Others | Others | ['FIT' 'MW' 'WST'] | KABE | 0 | Material
A3C40200695 | 10602127577 | A3C40200695 | A3C40200695 | A3C40200695 | 2.5" HDD CAGE (X2 HDD) | 50 | Others | Others | ['FIT' 'MW' 'WST'] | KABE | 0 | Material
A3C40200700 | 10602127582 | A3C40200700 | A3C40200700 | A3C40200700 | FILLER FOR PSU | 50 | Small parts | Mechanical | ['FIT' 'MW' 'WST'] | KABE | 0 | Material
A3C40200702 | 10602127584 | A3C40200702 | A3C40200702 | A3C40200702 | NODE-A DUMMY | 50 | Small parts | Mechanical | ['FIT' 'MW' 'WST'] | KABE | 0 | Material
A3C40200706 | 10602127588 | A3C40200706 | A3C40200706 | A3C40200706 | FILLER OCP AAPBD | 75 | Small parts | Mechanical | ['FIT' 'MW' 'WST'] | KABE | 0 | Material
A3C40200708 | 10602127590 | A3C40200708 | A3C40200708 | A3C40200708 | FILLER 2XPCIE AAPD | 75 | Small parts | Mechanical | ['FIT' 'MW' 'WST'] | KABE | 0 | Material
A3C40200709 | 10602127591 | A3C40200709 | A3C40200709 | A3C40200709 | 2.5" HDD FRONT BEZEL (X6 HDDS) | 50 | Small parts | Mechanical | ['FIT' 'MW' 'WST'] | KABE | 0 | Material
A3C40200710 |  |  |  |  | FILLER PCIE FOR |  | Small parts | Mechanical | ['FIT'] |  | 0 | Material
A3C40200712 | 10602127594 | A3C40200712 | A3C40200712 | A3C40200712 | FILLER PCIE LP BRACKET | 50 | Small parts | Mechanical | ['FIT' 'MW' 'WST'] | KABE | 0 | Material
A3C40200713 | 10602127595 | A3C40200713 | A3C40200713 | A3C40200713 | CMA | 50 | Small parts | Mechanical | ['FIT' 'MW' 'WST'] | KABE | 0 | Material
A3C40200716 |  |  |  |  | CBL-I2C |  | Cable | Cable | ['FIT'] |  | 0 | Material
A3C40200719 | 10602127600 | A3C40200719 | A3C40200719 | A3C40200719 | FRONT HS FOR NODE AAPCDE | 50 | Small parts | Mechanical | ['FIT' 'MW' 'WST'] | KABE | 0 | Material
A3C40200720 | 10602127602 | A3C40200720 | A3C40200720 | A3C40200720 | REAR HS FOR NODE AAPCDE, HS FOR NODE B | 75 | Small parts | Mechanical | ['FIT' 'MW' 'WST'] | KABE | 0 | Material
A3C40200729 | 10602127611 | A3C40200729 | A3C40200729 | A3C40200729 | FBU HOLDER | 50 | Small parts | Mechanical | ['FIT' 'MW' 'WST'] | KABE | 0 | Material
A3C40200735 |  |  |  |  | PIB power cable |  | Cable | Cable | ['FIT'] |  | 0 | Material
A3C40200738 | 10602127618 | A3C40200738 | A3C40200738 | A3C40200738 | DONGLE CABLE (USB/VGA) | 50 | Cable | Cable | ['FIT' 'MW' 'WST'] | KABE | 0 | Material
A3C40200739 | 10602127620 | A3C40200739 | A3C40200739 | A3C40200739 | SATA CBL | 50 | Cable | Cable | ['FIT' 'MW' 'WST'] | KABE | 0 | Material
A3C40200741 | 10602127622 | A3C40200741 | A3C40200741 | A3C40200741 | SAS CBL | 50 | Cable | Cable | ['FIT' 'MW' 'WST'] | KABE | 0 | Material
A3C40200824 |  |  |  |  | BKT OCP-SLOT |  | Small parts | Mechanical | ['FIT'] |  | 0 | Material
A3C40200826 |  |  |  |  | PIB power cable |  | Cable | Cable | ['FIT'] |  | 0 | Material
A3C40200945 | 10602129607 | A3C40200945 |  | A3C40200945 | BKT OCP-PHY QUAD 1G-T | 50 | Small parts | Mechanical | ['FIT' 'WST'] | KABE | 0 | Material
A3C40200946 | 10602129608 | A3C40200946 | A3C40200946 | A3C40200946 | BKT OCP-PHY DUAL 10G-T | 50 | Small parts | Mechanical | ['FIT' 'MW' 'WST'] | KABE | 0 | Material
A3C40200947 | 10602129609 | A3C40200947 |  | A3C40200947 | BKT OCP-PHY DUAL 10G-SFP | 50 | Small parts | Mechanical | ['FIT' 'WST'] | KABE | 0 | Material
A3C40200948 | 10602129610 | A3C40200948 |  | A3C40200948 | BKT OCP-PHY QUAD 10G-SFP | 50 | Small parts | Mechanical | ['FIT' 'WST'] | KABE | 0 | Material
A3C40201519 |  |  |  |  | FAN-120MM |  | Cooling | FAN | ['FIT'] |  | 0 | Material
A3C40201749 |  |  |  |  | PCIE_1U_10_25SFF |  | Others | Others | ['FIT'] |  | 0 | Material
A3C40201802 | 10602136786 | A3C40201802 | A3C40201802 | A3C40201802 | SYSTEM FAN ASSY | 50 | Cooling | FAN | ['FIT' 'MW' 'WST'] | KABE | 0 | Material
A3C40201803 | 10602136787 | A3C40201803 | A3C40201803 | A3C40201803 | SYSTEM FAN ASSY | 50 | Cooling | FAN | ['FIT' 'MW' 'WST'] | KABE | 0 | Material
A3C40201846 | 10602138072 | A3C40201846 | A3C40201846 | A3C40201846 | HDD COVER RX4770M4 | 80 | Small parts | Mechanical | ['FIT' 'MW' 'WST'] | KABE | 0 | Material
A3C40202023 | 10602305776 | A3C40202023 | A3C40202023 |  | PCIE_RETIMER_4X4 | 50 | Others | Others | ['FIT' 'MW' 'WST'] | KABE | 0 | Material
A3C40202245 | 10602141193 | A3C40202245 |  |  | SYSTEM FAN MODULE | 75 | Cooling | FAN | ['FIT'] | KABE | 0 | Material
A3C40202256 | 10602141203 | A3C40202256 |  |  | FRONT I/O ASSY KIT | 80 | Small parts | Mechanical | ['FIT' 'WST'] | KABE | 0 | Material
A3C40202266 | 10602141215 | A3C40202266 | A3C40202266 | A3C40202266 | RX4770 M4 CPU HS | 75 | Cooling | Heatsink | ['FIT' 'MW' 'WST'] | KABE | 0 | Material
A3C40202274 |  |  |  |  | POWER CABLE |  | Cable | Cable | ['FIT'] |  | 0 | Material
A3C40202276 |  |  |  |  | ODD CABLE |  | Cable | Cable | ['FIT'] |  | 0 | Material
A3C40202278 |  |  |  |  | SIGNAL CABLE |  | Cable | Cable | ['FIT'] |  | 0 | Material
A3C40202281 |  |  |  |  | SIGNAL CABLE |  | Cable | Cable | ['FIT'] |  | 0 | Material
A3C40202283 |  |  |  |  | MINI SAS HDD CABLE |  | Cable | Cable | ['FIT'] |  | 0 | Material
A3C40202284 |  |  |  |  | MINI SAS HDD CABLE |  | Cable | Cable | ['FIT'] |  | 0 | Material
A3C40202285 |  |  |  |  | MINI SAS HDD CABLE |  | Cable | Cable | ['FIT'] |  | 0 | Material
A3C40202286 |  |  |  |  | MINI SAS HDD CABLE |  | Cable | Cable | ['FIT'] |  | 0 | Material
A3C40202288 |  |  |  |  | MINI SAS HDD CABLE |  | Cable | Cable | ['FIT'] |  | 0 | Material
A3C40202289 |  |  |  |  | MINI SAS HDD CABLE |  | Cable | Cable | ['FIT'] |  | 0 | Material
A3C40202606 |  |  |  |  | REM 3X12 TPM |  | Small parts | Small parts | ['FIT'] |  | 0 | Material
A3C40202607 | 10602143564 | A3C40202607 |  | A3C40202607 | STAND OFF NUT | 50 | Small parts | Mechanical | ['FIT' 'WST'] | KABE | 0 | Material
A3C40202630 |  |  |  |  | BKT FOR LC FOR |  | Small parts | Mechanical | ['FIT'] |  | 0 | Material
A3C40202923 | 10602146953 | A3C40202923 |  | A3C40202923 | USB_CYPESS_BOOT_CARD_HOLDER | 50 | Small parts | Mechanical | ['WST'] | KABE | 0 | Material
A3C40203877 | 10602153511 | A3C40203877 |  |  | LC TUBE 360MM*2 | 75 | Small parts | Mechanical | ['FIT'] | KABE | 0 | Material
A3C40203880 | 10602153514 | A3C40203880 |  |  | LC TUBE 560MM*2 | 75 | Small parts | Mechanical | ['FIT'] | KABE | 0 | Material
A3C40203886 | 10602153520 | A3C40203886 |  |  | LC TUBE 760MM*2 | 75 | Small parts | Mechanical | ['FIT'] | KABE | 0 | Material
A3C40204235 | 10602155708 | A3C40204235 | A3C40204235 | A3C40204235 | AIR BAFFLE DIMM FOR NODE AAPDCE | 75 | Small parts | Mechanical | ['FIT' 'MW' 'WST'] | KABE | 0 | Material
A3C40204401 | 10602192171 | A3C40204401 | A3C40204401 | A3C40204401 | LOM/OCP DUMMY | 80 | Small parts | Mechanical | ['FIT' 'MW' 'WST'] | KABE | 0 | Material
A3C40204438 |  |  |  |  | LC KIT FOR AP |  | Cooling | Heatsink | ['FIT'] |  | 0 | Material
A3C40204828 | 10602221709 | A3C40204828 |  |  | FAN CABLE (LONG) | 75 | Cable | Cable | ['FIT'] | KABE | 0 | Material
A3C40204830 | 10602221710 | A3C40204830 |  | A3C40204830 | FAN CABLE (SHORT) | 75 | Cable | Cable | ['FIT' 'WST'] | KABE | 0 | Material
A3C40205429 | 10602303544 | A3C40205429 |  |  | PCIE COVER | 80 | Small parts | Mechanical | ['FIT'] | KABE | 0 | Material
A3C40205430 |  |  |  |  | RX4770 M4 CPU H |  | Cooling | Heatsink | ['FIT'] |  | 0 | Material
A3C40205460 |  |  |  |  | THERMAL SHEET F |  | Cooling | Heatsink | ['FIT'] |  | 0 | Material
A3C40205461 |  |  |  |  | THERMAL SHEET F |  | Cooling | Heatsink | ['FIT'] |  | 0 | Material
A3C40205674 | 10602307977 | A3C40205674 |  | A3C40205674 | RACK BADGE HDD TX2550_24-25 | 75 | Small parts | Label | ['FIT' 'WST'] | KABE | 0 | Material
A3C40205675 | 10602307978 | A3C40205675 |  | A3C40205675 | RACK BADGE HDD TX2550_32-25 | 75 | Small parts | Label | ['FIT' 'WST'] | KABE | 0 | Material
A3C40205676 | 10602307979 | A3C40205676 |  | A3C40205676 | RACK BADGE HDD TX2550_12-35 | 75 | Small parts | Label | ['FIT' 'WST'] | KABE | 0 | Material
A3C40205747 |  |  |  |  | 1U RISER A (R) |  | Small parts | Mechanical | ['FIT'] |  | 0 | Material
A3C40205785 | 10602315800 | A3C40205785 |  | A3C40205785 | FLOOR BADGE HDD TX2550_24-25 | 80 | Small parts | Label | ['FIT' 'WST'] | KABE | 0 | Material
A3C40205786 | 10602315801 | A3C40205786 |  | A3C40205786 | FLOOR BADGE HDD TX2550 | 80 | Small parts | Label | ['FIT' 'WST'] | KABE | 0 | Material
A3C40205787 | 10602315802 | A3C40205787 |  | A3C40205787 | FLOOR BADGE HDD TX2550_12-35 | 80 | Small parts | Label | ['FIT' 'WST'] | KABE | 0 | Material
A3C40205801 | 10602317547 | A3C40205801 |  | A3C40205801 | TAG-R 7.6TB-SAS-SSD/FTS:10602317547 | 50 | Small parts | Label | ['WST'] | KABE | 0 | Material
A3C40205851 |  |  |  |  | 2.5" HDD BRIDGE |  | Others | Others | ['FIT'] |  | 0 | Material
A3C40205852 |  |  |  |  | PIB POWER CABLE |  | Cable | Cable | ['FIT'] |  | 0 | Material
A3C40205861 |  |  |  |  | PIB POWER CABLE |  | Cable | Cable | ['FIT'] |  | 0 | Material
A3C40205926 | 10602318784 | A3C40205926 |  | A3C40205926 | TAG-R 3.2TB-SAS-SSD/FTS:10602318784 | 50 | Small parts | Label | ['WST'] | KABE | 0 | Material
A3C40206101 |  |  |  |  | LOGO RX2520 M4 |  | Small parts | Label | ['FIT'] |  | 0 | Material
A3C40206103 | 10602321139 | A3C40206103 |  | A3C40206103 | HDD RX2530_10-25 | 80 | Small parts | Label | ['WST'] | KABE | 0 | Material
A3C40206104 |  |  |  |  | HDD TX1320_8-25 |  | Small parts | Label | ['FIT'] |  | 0 | Material
A3C40206106 |  |  |  |  | LC KIT FOR AP T |  | Cooling | Heatsink | ['FIT'] |  | 0 | Material
A3C40206312 |  |  |  |  | RISER FOR LC AA |  | Small parts | Mechanical | ['FIT'] |  | 0 | Material
A3C40206519 |  |  |  |  | CBL_B100SD_ANG_450 |  | Small parts | Cable | ['FIT'] |  | 0 | Material
A3C40206580 | 10602326690 | A3C40206580 | A3C40206580 | A3C40206580 | PCIESW_X16_12X4 | 75 | Others | Others | ['FIT' 'MW' 'WST'] | KABE | 0 | Material
A3C40206582 | 10602326689 | A3C40206582 |  | A3C40206582 | PCIE_2U_12_25SFF | 75 | Others | Others | ['FIT' 'WST'] | KABE | 0 | Material
A3C40206586 | 10602326671 | A3C40206586 |  |  | PCIE_OCULINK_4X4 | 75 | Others | Others | ['FIT' 'WST'] | KABE | 0 | Material
A3C40206588 | 10602326670 | A3C40206588 |  |  | PCIE_1U_4_25SFF | 80 | Others | Others | ['FIT' 'WST'] | KABE | 0 | Material
A3C40206590 | 10602326669 | A3C40206590 |  |  | PBPL_2_COMPSU_1U_W | 50 | Others | Others | ['FIT' 'WST'] | KABE | 0 | Material
A3C40206702 | 10602354958 | A3C40206702 |  | A3C40206702 | TAG-R 1.0TB-PCIE-SSD-SFF/FTS:10602354958 | 50 | Small parts | Label | ['WST'] | KABE | 0 | Material
A3C40206703 | 10602354959 | A3C40206703 |  | A3C40206703 | TAG-R 3.2TB-PCIE-SSD-SFF/FTS:10602354959 | 50 | Small parts | Label | ['WST'] | KABE | 0 | Material
A3C40206704 | 10602354960 | A3C40206704 |  | A3C40206704 | TAG-R 4.0TB-PCIE-SSD-SFF/FTS:10602354960 | 50 | Small parts | Label | ['WST'] | KABE | 0 | Material
A3C40206705 | 10602354961 | A3C40206705 |  | A3C40206705 | TAG-R 6.4TB-PCIE-SSD-SFF/FTS:10602354961 | 50 | Small parts | Label | ['WST'] | KABE | 0 | Material
A3C40206821 | 10602359242 | A3C40206821 |  | A3C40206821 | TAG-R 900-SAS-15/FTS:10602359242 | 50 | Small parts | Label | ['WST'] | KABE | 0 | Material
A3C40207219 |  |  |  |  | HDD LABEL 10X2. |  | Small parts | Mechanical | ['FIT'] |  | 0 | Material
A3C40208319 | 10602389794 | A3C40208319 |  |  | INTEGRATED BRACKET FOR LIQUID COOLER AP | 80 | Small parts | Mechanical | ['FIT'] | KABE | 0 | Material
A3C40208321 |  |  |  |  | 2.5" HDD BRIDGE |  | Others | Others | ['FIT'] |  | 0 | Material
A3C40208857 |  |  |  |  | SXM Riser (R) L |  | Others | Others | ['FIT'] |  | 0 | Material
A3C40209286 |  |  |  |  | RISER (L/R) - TOP |  | Others | Others | ['FIT'] |  | 0 | Material
A3C40209287 |  |  |  |  | RISER D - BOTTOM |  | Others | Others | ['FIT'] |  | 0 | Material
A3C40209295 |  |  |  |  | TUBE3.5M1.25INC |  | Small parts | Small parts | ['FIT'] |  | 0 | Material
A3C40209332 |  |  |  |  | MEMORY PAD MTC |  | Cooling | Heatsink | ['FIT'] |  | 0 | Material
A3C40209434 |  |  |  |  | NODE AP BASE UN |  | Small parts | Mechanical | ['FIT'] |  | 0 | Material
A3C40209435 |  |  |  |  | NODE AD BASE UN |  | Small parts | Mechanical | ['FIT'] |  | 0 | Material
A3C40209436 |  |  |  |  | SXM TRAY NODE D |  | Small parts | Mechanical | ['FIT'] |  | 0 | Material
A3C40209437 |  |  |  |  | SXM Riser (L) L |  | Others | Others | ['FIT'] |  | 0 | Material
A3C40209439 | 10602415372 | A3C40209439 | A3C40209439 | A3C40209439 | BKT OCP-PHY FOR MELLANOX 25GB | 50 | Small parts | Mechanical | ['FIT' 'MW' 'WST'] | KABE | 0 | Material
A3C40209517 |  |  |  |  | CHASSIS FOR NODE D (GPGPU) |  | Small parts | Mechanical | ['FIT'] |  | 0 | Material
A3C40209518 |  |  |  |  | MID PLANE 1 KIT ASSY |  | Small parts | Mechanical | ['FIT'] |  | 0 | Material
A3C40210506 | 10602495640 | A3C40210506 |  |  | S30PCI_1U_10X25HDD_F | 80 | Others | Others | ['FIT' 'WST'] | KABE | 0 | Material
A3C40210508 | 10602495639 | A3C40210508 |  |  | PCIE_1U_NVME_6X4 | 80 | Others | Others | ['FIT'] | KABE | 0 | Material
A3C40210634 | 10602430228 | A3C40210634 |  | A3C40210634 | TAG-R 2400-SAS-10/FTS:10602430228 | 50 | Small parts | Label | ['WST'] | KABE | 0 | Material
A3C40210701 | 10602431987 | A3C40210701 |  | A3C40210701 | TAG 12TB-SAS-7.2K/FTS:10602431987 | 50 | Small parts | Label | ['WST'] | KABE | 0 | Material
A3C40210721 | 10602432279 | A3C40210721 |  | A3C40210721 | TAG 12TB-SATA-7.2/FTS:10602432279 | 50 | Small parts | Label | ['WST'] | KABE | 0 | Material
A3C40210776 | 10602441724 | A3C40210776 |  | A3C40210776 | FAN 120X120X38 | 50 | Cooling | FAN | ['FIT' 'WST'] | KABE | 0 | Material
A3C40210785 |  |  |  |  | Tentative Chassis for Node AAPBD |  | Small parts | Mechanical | ['FIT'] |  | 0 | Material
A3C40210915 |  |  |  |  | VGA_USB_Y-CABLE |  | Cable | Cable | ['FIT'] |  | 0 | Material
A3C40210916 |  |  |  |  | SATA CABLE |  | Cable | Cable | ['FIT'] |  | 0 | Material
A3C40210922 |  |  |  |  | HDD Back-Plane |  | Others | Others | ['FIT'] |  | 0 | Material
A3C40210923 |  |  |  |  | PCIe Riser card |  | Others | Others | ['FIT'] |  | 0 | Material
A3C40210924 |  |  |  |  | Backplane Power |  | Cable | Cable | ['FIT'] |  | 0 | Material
A3C40210932 | 10602464930 | A3C40210932 |  | A3C40210932 | LOGO RX2520 M5 BIG | 80 | Small parts | Label | ['FIT' 'WST'] | KABE | 0 | Material
A3C40210935 | 10602464933 | A3C40210935 |  | A3C40210935 | LOGO RX2540 M5 BIG | 80 | Small parts | Label | ['FIT' 'WST'] | KABE | 0 | Material
A3C40210936 | 10602464944 | A3C40210936 |  | A3C40210936 | LOGO TX2550 M5 | 75 | Small parts | Label | ['FIT' 'WST'] | KABE | 0 | Material
A3C40211368 | 10602470424 | A3C40211368 |  | A3C40211368 | System fan 7025 | 50 | Cooling | FAN | ['FIT' 'WST'] | KABE | 0 | Material
A3C40211572 | 10602472164 | A3C40211572 |  | A3C40211572 | TAG-R 3840-SATA-SSD/FTS:10602472164 | 50 | Small parts | Label | ['WST'] | KABE | 0 | Material
A3C40211573 | 10602472165 | A3C40211573 |  | A3C40211573 | TAG-R 7680-SATA-SSD/FTS:10602472165 | 50 | Small parts | Label | ['WST'] | KABE | 0 | Material
A3C40211865 | 10602475204 | A3C40211865 | A3C40211865 |  | FAN 40X40X28 MM | 50 | Cooling | FAN | ['FIT' 'MW' 'WST'] | KABE | 0 | Material
A3C40212054 |  |  |  |  | LC kit for A++ |  | Cooling | Heatsink | ['FIT'] |  | 0 | Material
A3C40212909 | 10602487417 | A3C40212909 |  | A3C40212909 | NODE AP BASE UNIT 3 | 75 | Small parts | Mechanical | ['FIT' 'WST'] | KABE | 0 | Material
A3C40212913 | 10602487418 | A3C40212913 | A3C40212913 | A3C40212913 | NODE AD BASE UNIT 3 | 75 | Small parts | Mechanical | ['FIT' 'MW' 'WST'] | KABE | 0 | Material
A3C40212916 |  |  |  |  | PDUAL AP200 |  | Others | Others | ['FIT'] |  | 0 | Material
A3C40213031 | 10602489728 | A3C40213031 | A3C40213031 | A3C40213031 | OCP DUAL SFP 25G BRKT RX2530M5 | 50 | Small parts | Mechanical | ['FIT' 'MW' 'WST'] | KABE | 0 | Material
A3C40213169 | 10602492249 | A3C40213169 |  | A3C40213169 | HDD LABEL 10X2.5 PCIE-SATA RX2530M5 | 80 | Small parts | Mechanical | ['FIT' 'WST'] | KABE | 0 | Material
A3C40213276 | 10602492975 | A3C40213276 | A3C40213276 | A3C40213276 | 1U RISER A (R) P2 AFTER EC | 50 | Small parts | Mechanical | ['FIT' 'MW' 'WST'] | KABE | 0 | Material
A3C40213488 | 10602496517 | A3C40213488 |  | A3C40213488 | TAG-R 6.4TB-SAS-SSD/FTS:10602496517 | 50 | Small parts | Label | ['WST'] | KABE | 0 | Material
A3C40213489 | 10602496518 | A3C40213489 |  | A3C40213489 | TAG-R 15.3TB-SAS-SSD/FTS:10602496518 | 50 | Small parts | Label | ['WST'] | KABE | 0 | Material
A3C40213662 | 10602499831 | A3C40213662 |  | A3C40213662 | TAG-R 750GB-PCIE-SSD-SFF/FTS#10602499831 | 50 | Small parts | Label | ['WST'] | KABE | 0 | Material
A3C40214126 | 10602502718 | A3C40214126 | A3C40214126 | A3C40214126 | PCIE_1U_NVME_6X4_ASSY | 80 | Others | Others | ['FIT' 'MW' 'WST'] | KABE | 0 | Material
A3C40214193 | 10602503302 | A3C40214193 |  | A3C40214193 | UNIFIED CHASSIS FOR NODE AAPD | 75 | Small parts | Mechanical | ['FIT' 'WST'] | KABE | 0 | Material
A3C40214230 | 10602504525 | A3C40214230 | A3C40214230 | A3C40214230 | RACK MOUNT KIT FOR CX400 | 75 | Small parts | Mechanical | ['FIT' 'MW' 'WST'] | KABE | 0 | Material
A3C40215066 |  |  |  |  | SYSTEM FAN ASSY |  | Cooling | FAN | ['FIT'] |  | 0 | Material
A3C40215155 |  |  |  |  | IA-SERVER CIS |  | Small parts | Mechanical | ['FIT'] |  | 0 | Material
A3C40215216 | 10602523746 | A3C40215216 |  | A3C40215216 | RISER-HOLDER_FH-2_RX1330M4 | 50 | Small parts | Mechanical | ['FIT' 'WST'] | KABE | 0 | Material
A3C40215685 |  |  |  |  | IA-SERVER MCT |  | Small parts | Mechanical | ['FIT'] |  | 0 | Material
A3C40215686 |  |  |  |  | IA-SERVER MCT |  | Small parts | Mechanical | ['FIT'] |  | 0 | Material
A3C40215687 |  |  |  |  | #BB CX600M1 |  | Small parts | Mechanical | ['FIT'] |  | 0 | Material
A3C40215933 |  |  |  |  | IA-SERVER FTPO |  | Small parts | Small parts | ['FIT'] |  | 0 | Material
A3C40215977 |  |  |  |  | IA-SERVER BROCADE |  | Small parts | Small parts | ['FIT'] |  | 0 | Material
A3C40217170 | 10602534839 | A3C40217170 | A3C40217170 | A3C40217170 | 1U RISER A (L) AFTER EC | 50 | Small parts | Mechanical | ['FIT' 'MW' 'WST'] | KABE | 0 | Material
A3C40217171 | 10602534840 | A3C40217171 | A3C40217171 | A3C40217171 | 1U RISER A (R) P1 AFTER EC | 50 | Small parts | Mechanical | ['FIT' 'MW' 'WST'] | KABE | 0 | Material
A3C40217175 |  |  |  |  | IA-SERVER PEG |  | Small parts | Mechanical | ['FIT'] |  | 0 | Material
A3C40217540 |  |  |  |  | IA-SERVER BROCADE |  | Small parts | Small parts | ['FIT'] |  | 0 | Material
A3C40217541 |  |  |  |  | IA-SERVER BROCADE |  | Small parts | Small parts | ['FIT'] |  | 0 | Material
A3C40217542 |  |  |  |  | IA-SERVER BROCADE |  | Small parts | Small parts | ['FIT'] |  | 0 | Material
A3C40217543 |  |  |  |  | IA-SERVER BROCADE |  | Small parts | Small parts | ['FIT'] |  | 0 | Material
A3C40217547 |  |  |  |  | IA-SERVER BROCADE |  | Small parts | Small parts | ['FIT'] |  | 0 | Material
A3C40217548 |  |  |  |  | IA-SERVER BROCADE |  | Small parts | Small parts | ['FIT'] |  | 0 | Material
A3C40218401 | 10602546575 | A3C40218401 |  | A3C40218401 | TAG 14TB-SATA-7.2/FTS:10602546575 | 50 | Small parts | Label | ['WST'] | KABE | 0 | Material
A3C40218402 | 10602546576 | A3C40218402 |  | A3C40218402 | TAG 14TB-SAS-7.2K/FTS:10602546576 | 50 | Small parts | Label | ['WST'] | KABE | 0 | Material
A3C40218793 | 10602549250 | A3C40218793 | A3C40218793 | A3C40218793 | 2.5" HDD FRONT BEZEL (X6 HDDS) AFTER EC | 50 | Small parts | Mechanical | ['FIT' 'MW' 'WST'] | KABE | 0 | Material
A3C40221119 |  |  |  |  | LC KIT FOR D 1/ |  | Cooling | Heatsink | ['FIT'] |  | 0 | Material
A3C40221120 |  |  |  |  | LC KIT FOR D 2/ |  | Cooling | Heatsink | ['FIT'] |  | 0 | Material
A3C40221605 | 10602620887 | A3C40221605 |  | A3C40221605 | TAG-E JX 6.4TB-SAS-SSD | 50 | Small parts | Label | ['WST'] | KABE | 0 | Material
A3C40221606 | 10602620888 | A3C40221606 |  | A3C40221606 | TAG-E JX 15.3TB-SAS-SSD | 50 | Small parts | Label | ['WST'] | KABE | 0 | Material
A3C40223098 | 10602659524 | A3C40223098 |  | A3C40223098 | TAG-E JX S2 HD 14TB 3.5" | 50 | Small parts | Label | ['WST'] | KABE | 0 | Material
A3C40223230 | 10602660917 | A3C40223230 |  |  | 2.5" HDD BP 1-1 ASSY V2.0 | 50 | Others | Others | ['FIT'] | KABE | 0 | Material
A3C40223231 | 10602660918 | A3C40223231 | A3C40223231 | A3C40223231 | 2.5" HDD BP 1-2 ASSY V2.0 | 50 | Others | Others | ['FIT' 'MW' 'WST'] | KABE | 0 | Material
A3C40223232 | 10602660919 | A3C40223232 |  |  | ï½»ï½°ï¾ï¾™ï½¼ï½°ï¾„ | 50 | Cooling | Heatsink | ['FIT'] | KABE | 0 | Material
A3C40233499 | 10602743163 | A3C40233499 | A3C40233499 | A3C40233499 | CHASSIS SFF | 75 | Small parts | Mechanical | ['FIT' 'MW' 'WST'] | KABE | 0 | Material
A3C40233501 | 10602743174 | A3C40233501 | A3C40233501 | A3C40233501 | SFF BRIDGE BOARD TYPE1 | 75 | Others | Others | ['FIT' 'MW' 'WST'] | KABE | 0 | Material
A3C40233535 | 10602743439 | A3C40233535 | A3C40233535 | A3C40233535 | PDB BOARD | 75 | Others | Others | ['FIT' 'MW' 'WST'] | KABE | 0 | Material
A3C40233537 | 10602743441 | A3C40233537 | A3C40233537 | A3C40233537 | FRONT PANEL (R) ASSY | 50 | Others | Others | ['FIT' 'MW' 'WST'] | KABE | 0 | Material
A3C40233542 | 10602743524 | A3C40233542 | A3C40233542 | A3C40233542 | CHASSIS SFFX6 NVME | 75 | Small parts | Mechanical | ['FIT' 'MW' 'WST'] | KABE | 0 | Material
A3C40233545 | 10602743527 | A3C40233545 | A3C40233545 | A3C40233545 | SFF HSD RISER ASSY | 75 | Small parts | Mechanical | ['FIT' 'MW' 'WST'] | KABE | 0 | Material
A3C40233550 | 10602743529 | A3C40233550 | A3C40233550 | A3C40233550 | FRONT PANEL (L) ASSY | 50 | Others | Others | ['FIT' 'MW' 'WST'] | KABE | 0 | Material
A3C40233554 | 10602743531 | A3C40233554 | A3C40233554 |  | SFF BRIDGE BOARD TYPE2 | 75 | Others | Others | ['FIT' 'MW'] | KABE | 0 | Material
A3C40233555 | 10602743532 | A3C40233555 | A3C40233555 | A3C40233555 | SFFX6 NVME-BP ASSY | 75 | Others | Others | ['FIT' 'MW' 'WST'] | KABE | 0 | Material
A3C40233557 | 10602743534 | A3C40233557 | A3C40233557 | A3C40233557 | NODE DUMMY | 50 | Small parts | Mechanical | ['FIT' 'MW' 'WST'] | KABE | 0 | Material
A3C40233558 | 10602743535 | A3C40233558 | A3C40233558 | A3C40233558 | HDD X6 (DISKLESS) DUMMY | 50 | Small parts | Mechanical | ['FIT' 'MW' 'WST'] | KABE | 0 | Material
A3C40233559 | 10602743536 | A3C40233559 | A3C40233559 | A3C40233559 | HDD X4 DUMMY | 50 | Small parts | Mechanical | ['FIT' 'MW' 'WST'] | KABE | 0 | Material
A3C40233560 | 10602743537 | A3C40233560 | A3C40233560 |  | BEZEL MODULE KIT WITH LOCK | 50 | Small parts | Mechanical | ['FIT' 'MW'] | KABE | 0 | Material
A3C40233565 | 10602743541 | A3C40233565 | A3C40233565 | A3C40233565 | RACK MOUNT KIT (SLIDE TYPE) | 75 | Small parts | Mechanical | ['FIT' 'MW' 'WST'] | KABE | 0 | Material
A3C40233566 | 10602743542 | A3C40233566 | A3C40233566 | A3C40233566 | CMA (CABLE MANAGEMENT ARM) | 50 | Small parts | Mechanical | ['FIT' 'MW' 'WST'] | KABE | 0 | Material
A3C40233567 | 10602743543 | A3C40233567 | A3C40233567 | A3C40233567 | SFFX6 HDDBP ASSY | 50 | Others | Others | ['FIT' 'MW' 'WST'] | KABE | 0 | Material
A3C40233568 | 10602743544 | A3C40233568 | A3C40233568 | A3C40233568 | SFFX2 HDDBP ASSY | 50 | Others | Others | ['FIT' 'MW' 'WST'] | KABE | 0 | Material
A3C40233570 | 10602743546 | A3C40233570 | A3C40233570 | A3C40233570 | CLIP OF PSU | 50 | Small parts | Mechanical | ['FIT' 'MW' 'WST'] | KABE | 0 | Material
A3C40233577 | 10602743547 | A3C40233577 | A3C40233577 | A3C40233577 | FRONT PANEL CABLE (R/L) | 50 | Cable | Cable | ['FIT' 'MW' 'WST'] | KABE | 0 | Material
A3C40233580 | 10602743549 | A3C40233580 | A3C40233580 | A3C40233580 | FAN MODULE | 75 | Cooling | FAN | ['FIT' 'MW' 'WST'] | KABE | 0 | Material
A3C40233581 | 10602743550 | A3C40233581 | A3C40233581 | A3C40233581 | THERMAL CABLE | 50 | Cable | Cable | ['FIT' 'MW' 'WST'] | KABE | 0 | Material
A3C40233582 | 10602743551 | A3C40233582 | A3C40233582 | A3C40233582 | SFF HDDBP SIGNAL CABLE | 50 | Cable | Cable | ['FIT' 'MW' 'WST'] | KABE | 0 | Material
A3C40233583 | 10602743553 | A3C40233583 | A3C40233583 | A3C40233583 | SFF HDDBP POWER CABLE | 50 | Cable | Cable | ['FIT' 'MW' 'WST'] | KABE | 0 | Material
A3C40233586 | 10602743556 | A3C40233586 |  | A3C40233586 | CX2550M6 (AIR) BASE KIT | 75 | Small parts | Mechanical | ['FIT' 'WST'] | KABE | 0 | Material
A3C40233588 |  |  |  |  | CX2550M6 (LC) BASE KIT |  | Small parts | Mechanical | ['FIT'] |  | 0 | Material
A3C40233593 | 10602743562 | A3C40233593 | A3C40233593 | A3C40233593 | CX2560M6 BASE KIT | 75 | Small parts | Mechanical | ['FIT' 'MW' 'WST'] | KABE | 0 | Material
A3C40233596 | 10602743565 | A3C40233596 | A3C40233596 | A3C40233596 | OCP DUMMY | 50 | Small parts | Mechanical | ['FIT' 'MW' 'WST'] | KABE | 0 | Material
A3C40233597 | 10602743566 | A3C40233597 |  | A3C40233597 | DIMM COVER (L) FOR VALUE HSK | 75 | Small parts | Mechanical | ['FIT' 'WST'] | KABE | 0 | Material
A3C40233598 | 10602743567 | A3C40233598 | A3C40233598 | A3C40233598 | DIMM COVER (R) FOR VALUE HSK | 75 | Small parts | Mechanical | ['FIT' 'MW' 'WST'] | KABE | 0 | Material
A3C40233599 | 10602743568 | A3C40233599 |  | A3C40233599 | DIMM COVER (L) FOR PERFORMANCE HSK | 75 | Small parts | Mechanical | ['FIT' 'WST'] | KABE | 0 | Material
A3C40233601 | 10602743569 | A3C40233601 | A3C40233601 | A3C40233601 | PCIE MODULE (L) KIT | 75 | Others | Others | ['FIT' 'MW' 'WST'] | KABE | 0 | Material
A3C40233602 | 10602743570 | A3C40233602 | A3C40233602 | A3C40233602 | PCIE MODULE (R) KIT | 50 | Others | Others | ['FIT' 'MW' 'WST'] | KABE | 0 | Material
A3C40233603 | 10602743571 | A3C40233603 | A3C40233603 | A3C40233603 | PCIE MODULE (R) DUMMY KIT | 75 | Small parts | Mechanical | ['FIT' 'MW' 'WST'] | KABE | 0 | Material
A3C40233604 | 10602743572 | A3C40233604 |  | A3C40233604 | CX2550 Onboard SATA cable | 50 | Cable | Cable | ['FIT' 'WST'] | KABE | 0 | Material
A3C40233605 | 10602743573 | A3C40233605 | A3C40233605 | A3C40233605 | CX2550 RAID CARD CABLE | 50 | Cable | Cable | ['FIT' 'MW' 'WST'] | KABE | 0 | Material
A3C40233606 | 10602743574 | A3C40233606 | A3C40233606 | A3C40233606 | CX2560 ONBOARD SATA CABLE | 50 | Cable | Cable | ['FIT' 'MW' 'WST'] | KABE | 0 | Material
A3C40233607 | 10602743575 | A3C40233607 | A3C40233607 | A3C40233607 | CX2560 RAID CARD Y-CABLE | 50 | Cable | Cable | ['FIT' 'MW' 'WST'] | KABE | 0 | Material
A3C40233609 | 10602743576 | A3C40233609 | A3C40233609 | A3C40233609 | CX2560 RAID MODULE PCIE CABLE | 50 | Cable | Cable | ['FIT' 'MW' 'WST'] | KABE | 0 | Material
A3C40233610 | 10602743578 | A3C40233610 | A3C40233610 | A3C40233610 | CX2560 RAID MODULE SATA/SAS Y-CABLE | 50 | Cable | Cable | ['FIT' 'MW' 'WST'] | KABE | 0 | Material
A3C40233611 | 10602743579 | A3C40233611 |  | A3C40233611 | Dongle Cable (2xUSB+VGA) | 50 | Cable | Cable | ['FIT' 'WST'] | KABE | 0 | Material
A3C40233613 | 10602743580 | A3C40233613 | A3C40233613 | A3C40233613 | DUAL MICROSD MODULE I2C CABLE | 50 | Cable | Cable | ['FIT' 'MW' 'WST'] | KABE | 0 | Material
A3C40233614 | 10602743582 | A3C40233614 | A3C40233614 | A3C40233614 | VALUE HEATSINK FRONT | 50 | Cooling | Heatsink | ['FIT' 'MW' 'WST'] | KABE | 0 | Material
A3C40233616 | 10602743584 | A3C40233616 | A3C40233616 | A3C40233616 | VALUE HEATSINK REAR | 75 | Cooling | Heatsink | ['FIT' 'MW' 'WST'] | KABE | 0 | Material
A3C40233617 | 10602743585 | A3C40233617 | A3C40233617 | A3C40233617 | PERFORMANCE HEATSINK FRONT | 50 | Cooling | Heatsink | ['FIT' 'MW' 'WST'] | KABE | 0 | Material
A3C40233618 | 10602743586 | A3C40233618 | A3C40233618 | A3C40233618 | PERFORMANCE HEATSINK REAR | 75 | Cooling | Heatsink | ['FIT' 'MW' 'WST'] | KABE | 0 | Material
A3C40233619 | 10602743587 | A3C40233619 | A3C40233619 | A3C40233619 | FBU HOLDER | 50 | Small parts | Mechanical | ['FIT' 'MW' 'WST'] | KABE | 0 | Material
A3C40233620 | 10602743588 | A3C40233620 |  | A3C40233620 | TPM MODULE SPACER | 50 | Small parts | Mechanical | ['FIT' 'WST'] | KABE | 0 | Material
A3C40233621 | 10602743589 | A3C40233621 |  |  | TPM MODULE SCREW | 50 | Small parts | Mechanical | ['FIT' 'WST' 'MW'] | KABE | 0 | Material
A3C40233622 |  |  |  |  | IA-SERVER COMPUCASE |  | Small parts | Mechanical | ['FIT'] |  | 0 | Material
A3C40233624 | 10602743592 | A3C40233624 |  | A3C40233624 | internal SAS RAID module | 50 | Cable | Cable | ['FIT' 'WST'] | KABE | 0 | Material
A3C40233736 | 10602743876 | A3C40233736 | A3C40233736 | A3C40233736 | DIMM COVER (R) FOR PERFORMANCE HSK | 75 | Small parts | Mechanical | ['FIT' 'MW' 'WST'] | KABE | 0 | Material
A3C40234507 | 10602752315 | A3C40234507 |  | A3C40234507 | CX2560 M.2 HW RAID cable | 50 | Cable | Cable | ['FIT' 'WST'] | KABE | 0 | Material
A3C40234924 | 10602758000 | A3C40234924 |  | A3C40234924 | LOW-PROFILE BRACKET FOR QUADRO P400 | 50 | Small parts | Mechanical | ['FIT' 'WST'] | KABE | 0 | Material
A3C40235138 | 10602759154 | A3C40235138 |  | A3C40235138 | TAG 16TB-SATA-7.2 | 50 | Small parts | Label | ['WST'] | KABE | 0 | Material
A3C40235139 | 10602759155 | A3C40235139 |  | A3C40235139 | TAG 16TB-SAS-7.2K | 50 | Small parts | Label | ['WST'] | KABE | 0 | Material
A3C40235140 | 10602759156 | A3C40235140 |  | A3C40235140 | TAG-E JX S2 HD 16TB 3,5" | 50 | Small parts | Label | ['WST'] | KABE | 0 | Material
A3C40235799 | 10602765294 | A3C40235799 |  | A3C40235799 | TYPE RATING PRINT ET | 50 |  |  | ['WST'] | KABE | 3 | no material | Programmierinformation
A3C40235800 | 10602765295 | A3C40235800 |  | A3C40235800 | PN SN CC QR PRINT | 50 |  |  | ['WST'] | KABE | 3 | no material | Programmierinformation
A3C40235898 | 10602774239 | A3C40235898 |  | A3C40235898 | AF150 S3 CE RATING LABEL TYPE | 50 | Small parts | Label | ['WST'] | DYBG | 3 | no material
A3C40235899 | 10602774240 | A3C40235899 |  | A3C40235899 | AF250S3 CE RATING LABEL TYPE | 50 | Small parts | Label | ['WST'] | DYBG | 3 | no material
A3C40235900 | 10602774241 | A3C40235900 |  | A3C40235900 | AF250S3 25DE RATING LABEL TYPE | 50 | Small parts | Label | ['WST'] | DYBG | 3 | no material
A3C40235903 | 10602774314 | A3C40235903 |  |  | DX60S5 35DE RATING LABEL TYPE | 50 | Small parts | Label | ['WST'] | DYBG | 0 | Material
A3C40235904 | 10602774315 | A3C40235904 |  | A3C40235904 | DX100S5 25CE RATING LABEL TYPE | 50 | Small parts | Label | ['WST'] | DYBG | 3 | no material
A3C40235905 | 10602774316 | A3C40235905 |  | A3C40235905 | DX100S5 35CE RATING LABEL TYPE | 50 | Small parts | Label | ['WST'] | DYBG | 3 | no material
A3C40235906 | 10602774317 | A3C40235906 |  | A3C40235906 | DX200S5 25CE RATING LABEL TYPE | 50 | Small parts | Label | ['WST'] | DYBG | 3 | no material
A3C40235913 | 10602774323 | A3C40235913 |  | A3C40235913 | DX200S5 35CE RATING LABEL TYPE | 50 | Small parts | Label | ['WST'] | DYBG | 3 | no material
A3C40235919 | 10602774327 | A3C40235919 |  | A3C40235919 | DX1/200S5 25DE RATING LABEL TYPE | 50 | Small parts | Label | ['WST'] | DYBG | 3 | no material
A3C40235922 | 10602774329 | A3C40235922 |  | A3C40235922 | DX1/200S5 35DE RATING LABEL TYPE | 50 | Small parts | Label | ['WST'] | DYBG | 3 | no material
A3C40236404 |  |  |  |  | IA-SERVER BROCADE |  | Software | others | ['FIT'] |  | 0 | Material
A3C40236406 |  |  |  |  | IA-SERVER BROCADE |  | Software | others | ['FIT'] |  | 0 | Material
A3C40236423 |  |  |  |  | IA-SERVER BROCADE |  | Software | others | ['FIT'] |  | 0 | Material
A3C40236424 |  |  |  |  | IA-SERVER BROCADE |  | Software | others | ['FIT'] |  | 0 | Material
A3C40236425 |  |  |  |  | IA-SERVER BROCADE |  | Software | others | ['FIT'] |  | 0 | Material
A3C40236426 |  |  |  |  | IA-SERVER BROCADE |  | Software | others | ['FIT'] |  | 0 | Material
A3C40236432 |  |  |  |  | IA-SERVER BROCADE |  | Software | others | ['FIT'] |  | 0 | Material
A3C40236434 |  |  |  |  | IA-SERVER BROCADE |  | Software | others | ['FIT'] |  | 0 | Material
A3C40236435 |  |  |  |  | IA-SERVER BROCADE |  | Software | others | ['FIT'] |  | 0 | Material
A3C40236436 |  |  |  |  | IA-SERVER BROCADE |  | Software | others | ['FIT'] |  | 0 | Material
A3C40236438 |  |  |  |  | IA-SERVER BROCADE |  | Software | others | ['FIT'] |  | 0 | Material
A3C40236440 |  |  |  |  | IA-SERVER BROCADE |  | Software | others | ['FIT'] |  | 0 | Material
A3C40236441 |  |  |  |  | IA-SERVER BROCADE |  | Software | others | ['FIT'] |  | 0 | Material
A3C40236442 |  |  |  |  | IA-SERVER BROCADE |  | Software | others | ['FIT'] |  | 0 | Material
A3C40236443 |  |  |  |  | IA-SERVER BROCADE |  | Software | others | ['FIT'] |  | 0 | Material
A3C40236444 |  |  |  |  | IA-SERVER BROCADE |  | Software | others | ['FIT'] |  | 0 | Material
A3C40236445 |  |  |  |  | IA-SERVER BROCADE |  | Software | others | ['FIT'] |  | 0 | Material
A3C40236446 |  |  |  |  | IA-SERVER BROCADE |  | Software | others | ['FIT'] |  | 0 | Material
A3C40236447 |  |  |  |  | IA-SERVER BROCADE |  | Software | others | ['FIT'] |  | 0 | Material
A3C40236448 |  |  |  |  | IA-SERVER BROCADE |  | Software | others | ['FIT'] |  | 0 | Material
A3C40236519 |  |  |  |  | IA-SERVER BROCADE |  | Software | others | ['FIT'] |  | 0 | Material
A3C40236521 |  |  |  |  | IA-SERVER BROCADE |  | Software | others | ['FIT'] |  | 0 | Material
A3C40236522 |  |  |  |  | IA-SERVER BROCADE |  | Software | others | ['FIT'] |  | 0 | Material
A3C40236523 |  |  |  |  | IA-SERVER BROCADE |  | Software | others | ['FIT'] |  | 0 | Material
A3C40236524 |  |  |  |  | IA-SERVER BROCADE |  | Software | others | ['FIT'] |  | 0 | Material
A3C40236525 |  |  |  |  | IA-SERVER BROCADE |  | Small parts | Small parts | ['FIT'] |  | 0 | Material
A3C40236526 |  |  |  |  | IA-SERVER BROCADE |  | Software | others | ['FIT'] |  | 0 | Material
A3C40236527 |  |  |  |  | IA-SERVER BROCADE |  | Software | others | ['FIT'] |  | 0 | Material
A3C40236528 |  |  |  |  | IA-SERVER BROCADE |  | Software | others | ['FIT'] |  | 0 | Material
A3C40236529 |  |  |  |  | IA-SERVER BROCADE |  | Software | others | ['FIT'] |  | 0 | Material
A3C40236531 |  |  |  |  | IA-SERVER BROCADE |  | Software | others | ['FIT'] |  | 0 | Material
A3C40236532 |  |  |  |  | IA-SERVER BROCADE |  | Software | others | ['FIT'] |  | 0 | Material
A3C40236533 |  |  |  |  | IA-SERVER BROCADE |  | Software | others | ['FIT'] |  | 0 | Material
A3C40236534 |  |  |  |  | IA-SERVER BROCADE |  | Software | others | ['FIT'] |  | 0 | Material
A3C40236535 |  |  |  |  | IA-SERVER BROCADE |  | Software | others | ['FIT'] |  | 0 | Material
A3C40236536 |  |  |  |  | IA-SERVER BROCADE |  | Software | others | ['FIT'] |  | 0 | Material
A3C40236537 |  |  |  |  | IA-SERVER BROCADE |  | Software | others | ['FIT'] |  | 0 | Material
A3C40236573 | 10602781808 | A3C40236573 |  | A3C40236573 | TYPE RATING PRINT JX | 50 |  |  | ['WST'] | KABE | 3 | no material | Programmierinformation
A3C40236574 | 10602781809 | A3C40236574 |  | A3C40236574 | JX40S2 35DE RATING LABEL TYPE | 50 | Small parts | Label | ['WST'] | DYBG | 3 | no material
A3C40237860 | 10602815701 | A3C40237860 |  | A3C40237860 | Shift bracket (L+R) | 50 | Small parts | Mechanical | ['FIT' 'WST'] | KABE | 0 | Material
A3C40237861 | 10602815702 | A3C40237861 |  | A3C40237861 | #6-32 screw for HDDBP module ASSY | 50 | Small parts | Mechanical | ['FIT' 'WST'] | KABE | 0 | Material
A3C40237863 |  |  |  |  | IA-SERVER ASETEK |  | Small parts | Mechanical | ['FIT'] |  | 0 | Material
A3C40238848 |  |  |  |  | IA-SERVER CIS |  | Small parts | Small parts | ['FIT'] |  | 0 | Material
A3C40239563 |  |  |  |  | DX100S5 UNIFIED SETTING FOR WTS |  |  |  | ['WST'] |  | 3 | no material
A3C40239568 | 2012899794 |  |  | A3C40239568 | DX200S5 UNIFIED SETTING FOR WTS |  |  |  | ['WST'] |  | 3 | no material
A3C40241104 | 10602846654 | A3C40241104 | A3C40241104 | A3C40241104 | ID CARD | 50 | Small parts | Mechanical | ['FIT' 'MW' 'WST'] | KABE | 0 | Material
A3C40241271 |  |  |  |  | IA-SERVER ASETEK |  | Cooling | Heatsink | ['FIT'] |  | 0 | Material
A3C40243382 | 10602896475 | A3C40243382 | A3C40243382 |  | VGA DUMMY *1PCS | 50 | Small parts | Mechanical | ['FIT' 'MW'] | KABE | 0 | Material
A3C40243404 | 10602896527 | A3C40243404 | A3C40243404 |  | 3.5"FIO CAGE *1SET | 50 | Small parts | Mechanical | ['FIT' 'MW'] | KABE | 0 | Material
A3C40243409 | 10602896532 | A3C40243409 | A3C40243409 |  | DUMMY PCIE BRACKET-LP | 50 | Small parts | Mechanical | ['FIT' 'MW'] | KABE | 0 | Material
A3C40243411 | 10602896534 | A3C40243411 | A3C40243411 |  | FOP MODULE *1SET | 50 | Small parts | Mechanical | ['FIT' 'MW'] | KABE | 0 | Material
A3C40245468 | 10602967774 | A3C40245468 |  | A3C40245468 | LOGO RX2450M1 | 50 | Small parts | Label | ['WST'] | KABE | 0 | Material
A3C40246854 | 10603028958 | A3C40246854 |  | A3C40246854 | TAG-R 960GB-PCIE-SSD-SFF | 50 | Small parts | Label | ['WST'] | KABE | 0 | Material
A3C40246855 | 10603028959 | A3C40246855 |  | A3C40246855 | TAG-R 1.92TB-PCIE-SSD-SFF | 50 | Small parts | Label | ['WST'] | KABE | 0 | Material
A3C40246856 | 10603028960 | A3C40246856 |  | A3C40246856 | TAG-R 3.84TB-PCIE-SSD-SFF | 50 | Small parts | Label | ['WST'] | KABE | 0 | Material
A3C40246857 | 10603028961 | A3C40246857 |  | A3C40246857 | TAG-R 7.68TB-PCIE-SSD-SFF | 50 | Small parts | Label | ['WST'] | KABE | 0 | Material
A3C40246858 | 10603028962 | A3C40246858 |  | A3C40246858 | TAG-R 12.8TB-PCIE-SSD-SFF | 50 | Small parts | Label | ['WST'] | KABE | 0 | Material
A3C40246859 | 10603028963 | A3C40246859 |  | A3C40246859 | TAG-R 15.3TB-PCIE-SSD-SFF | 50 | Small parts | Label | ['WST'] | KABE | 0 | Material
A3C40246904 | 10603029108 | A3C40246904 |  | A3C40246904 | TAG 18TB-SAS-7.2K | 50 | Small parts | Label | ['WST'] | KABE | 0 | Material
A3C40246905 | 10603029109 | A3C40246905 |  | A3C40246905 | TAG 18TB-SATA-7.2K | 50 | Small parts | Label | ['WST'] | KABE | 0 | Material
A3C40248035 | 10603101806 | A3C40248035 |  | A3C40248035 | TAG-E JX S2 HD 18TB 3,5" | 50 | Small parts | Label | ['WST'] | KABE | 0 | Material
A3C40249488 |  |  |  |  | TUBE SET-PAIR |  | Small parts | Mechanical | ['FIT'] |  | 0 | Material
A3C40249921 | 10603149721 | A3C40249921 |  | A3C40249921 | TAG-R 400GB-PCIE-SSD-SFF | 50 | Small parts | Label | ['WST'] | KABE | 0 | Material
A3C40249922 | 10603149722 | A3C40249922 |  | A3C40249922 | TAG-R 800GB-PCIE-SSD-SFF | 50 | Small parts | Label | ['WST'] | KABE | 0 | Material
A3C40255575 | 10603298130 | A3C40255575 |  | A3C40255575 | TAG 20TB-SAS-7.2K | 50 | Small parts | Label | ['WST'] | KABE | 0 | Material
A3C40255576 | 10603298131 | A3C40255576 |  | A3C40255576 | TAG-E JX S2 HD 20TB 3,5" | 50 | Small parts | Label | ['WST'] | KABE | 0 | Material
A3C40255577 | 10603298132 | A3C40255577 |  | A3C40255577 | TAG 20TB-SATA-7.2 | 80 | Small parts | Label | ['WST'] | KABE | 0 | Material
A3C40257111 | 10603353164 | A3C40257111 |  | A3C40257111 | CARTON BOX FOR RACK RAIL KIT | 50 | Packaging | Packaging | ['WST'] | KABE | 0 | Material
A3C40259282 | 10603433648 | A3C40259282 |  | A3C40259282 | RAIL-KIT STORAGE WCZ (AJ A3C40256954$L) | 50 | Small parts | Mechanical | ['WST'] | KABE | 0 | Material
AD-005-E-ROHS |  |  |  |  | ADAPTER(DVI-VGA |  | Small parts | Small parts | ['FIT'] |  | 0 | Material
AET:35-600-0000070 |  |  |  |  | V4-TUBE-3.5M |  | Small parts | Mechanical | ['FIT'] |  | 0 | Material
AET:35-650-0000011 |  |  |  |  | 3U InR-CDU Rese |  | Small parts | Mechanical | ['FIT'] |  | 0 | Material
AET:35-650-0000012 |  |  |  |  | 3U InR-CDU Moni |  | Small parts | Mechanical | ['FIT'] |  | 0 | Material
AET:P00004415 |  |  |  |  | O-RING 4U-v2 |  | Small parts | Mechanical | ['FIT'] |  | 0 | Material
AOC-SLG2-2TM2-O | 10603101811 | AOC-SLG2-2TM2-O | AOC-SLG2-2TM2-O | AOC-SLG2-2TM2-O | PDUAL CP100 | 50 | IO card | RAID Controller Card | ['FIT' 'MW' 'WST'] | KABE | 0 | Material
AOM-438G-AIOM-P |  |  |  |  | AIOM_ADAPTER_CA |  | Others | Others | ['FIT'] |  | 0 | Material
AOM-438G-FAN |  |  |  |  | Fan adaptor for SC1018G |  | Others | Others | ['FIT'] |  | 0 | Material
AOM-438G-FAN-P |  |  |  |  | FAN?ADAPTOR?CAR |  | Others | Others | ['FIT'] |  | 0 | Material
AOM-DGO-IO |  |  |  |  | Fan adaptor |  | Others | Others | ['FIT'] |  | 0 | Material
AOM-DGO-IO-P |  |  |  |  | RISER?CARD |  | Others | Others | ['FIT'] |  | 0 | Material
AOM-SXM4-IO |  |  |  |  | PCIE Gen4 switch board |  | Others | Others | ['FIT'] |  | 0 | Material
AOM-SXM4-IO-P |  |  |  |  | PCIE?BOARD |  | Others | Others | ['FIT'] |  | 0 | Material
AST2600A3 GP |  |  |  |  | IA-SERVER COMPUCASE |  | Small parts | Small parts | ['FIT'] |  | 0 | Material
AVH:DA07020B12MPS19 |  |  |  |  | FAN-70MM |  | Cooling | FAN | ['FIT'] |  | 0 | Material
AZIF0079-P002C |  |  |  |  | PLASTIC CPU CLI |  | Small parts | Small parts | ['FIT'] |  | 0 | Material
AZIF0080-P002C |  |  |  |  | PLASTIC CPU CLI |  | Small parts | Small parts | ['FIT'] |  | 0 | Material
AZIF0081-P002C | 10602725305 | AZIF0081-P002C |  | AZIF0081-P002C | CPU CLIP SKX NON-FABRIC NRW | 50 | Cooling | Heatsink | ['FIT' 'WST'] | KABE | 0 | Material
AZIF0082-P002C |  |  |  |  | CPU CLIP SKX FABRIC NRW |  | Cooling | Heatsink | ['FIT'] |  | 0 | Material
B7FY-1261-01 |  |  |  |  | MANUAL |  | Small parts | Manual | ['FIT'] |  | 0 | Material
B7FY-A044-01 |  |  |  |  | Manual |  | Small parts | Manual | ['FIT'] |  | 0 | Material
B7FY-A046-01 |  |  |  |  | MANUAL |  | Small parts | Manual | ['FIT'] |  | 0 | Material
B7FY-A047-01 |  |  |  |  | MANUAL |  | Small parts | Manual | ['FIT'] |  | 0 | Material
BD-ACD-10AX1152B |  |  |  |  | INTEL PAC A10 |  | IO card | others | ['FIT'] |  | 0 | Material
BD-ACD-D5005-1 |  |  |  |  | INTEL PAC D5005 |  | Small parts | PAC card | ['FIT'] |  | 0 | Material
BD-NFV-N3000-1 |  |  |  |  | INTEL PAC N3000 |  | IO card | others | ['FIT'] |  | 0 | Material
BD-NVV-N3000-2 |  |  |  |  | INTEL PAC N3000 |  | Small parts | PAC card | ['FIT'] |  | 0 | Material
BDU:BCM95719A1904AC | 10603244537 | BDU:BCM95719A1904AC | BDU:BCM95719A1904AC | BDU:BCM95719A1904AC | PLAN CP BCM5719-4P 4X 1000BASE-T PCIE | 50 | IO card | LAN Controller Card | ['FIT' 'MW' 'WST'] | KABE | 0 | Material
BDU:BCM95719N1905C | 10603244538 | BDU:BCM95719N1905C | BDU:BCM95719N1905C | BDU:BCM95719N1905C | PLAN CP N41T 4X 1000BASE-T OCPV3 | 50 | IO card | LAN Controller Card | ['FIT' 'MW' 'WST'] | KABE | 0 | Material
BDU:BCM95719N1905CI | 10603244539 | BDU:BCM95719N1905CI |  | BDU:BCM95719N1905CI | PLAN CP N41T 4X 1000BASE-T OCPV3 IL | 50 | IO card | LAN Controller Card | ['FIT' 'MW' 'WST'] | KABE | 0 | Material
BDU:BCM957412A4120AC | 10603244540 | BDU:BCM957412A4120AC | BDU:BCM957412A4120AC | BDU:BCM957412A4120AC | PLAN EP P210P 2X10GB SFP PCIE | 50 | IO card | LAN Controller Card | ['FIT' 'MW' 'WST'] | KABE | 0 | Material
BDU:BCM957412N4120C | 10603244541 | BDU:BCM957412N4120C | BDU:BCM957412N4120C | BDU:BCM957412N4120C | PLAN EP N210P 2X 10G SFP+ OCPV3 | 50 | IO card | LAN Controller Card | ['FIT' 'MW' 'WST'] | KABE | 0 | Material
BDU:BCM957412N4120CI | 10603244542 | BDU:BCM957412N4120CI | BDU:BCM957412N4120CI | BDU:BCM957412N4120CI | PLAN EP N210P 2X 10G SFP+ OCPV3 IL | 50 | IO card | LAN Controller Card | ['FIT' 'MW' 'WST'] | KABE | 0 | Material
BDU:BCM957414A4142CC | 10603436987 | BDU:BCM957414A4142CC |  | BDU:BCM957414A4142CC | PLAN EP P225P 25GB 2P SFP28 PCIE | 50 | IO card | LAN Controller Card | ['FIT' 'MW' 'WST'] | KABE | 0 | Material
BDU:BCM957414N4140C | 10603436989 | BDU:BCM957414N4140C |  | BDU:BCM957414N4140C | N225P | 50 | IO card | LAN Controller Card | ['FIT' 'MW' 'WST'] | KABE | 0 | Material
BDU:BCM957414N4140CI | 10603436990 | BDU:BCM957414N4140CI |  |  | PLAN EP N225PI 25GB 2P SFP28 OCPV3 | 30 | IO card | LAN Controller Card | ['FIT'] | KABE | 0 | Material
BDU:BCM957416A4160C | 10603244543 | BDU:BCM957416A4160C | BDU:BCM957416A4160C | BDU:BCM957416A4160C | PLAN EP P210TP 2X 10GBASE-T PCIE | 50 | IO card | LAN Controller Card | ['FIT' 'MW' 'WST'] | KABE | 0 | Material
BDU:BCM957416N4160C | 10603244544 | BDU:BCM957416N4160C | BDU:BCM957416N4160C | BDU:BCM957416N4160C | PLAN EP N210TP 2X 10GBASE-T OCPV3 | 50 | IO card | LAN Controller Card | ['FIT' 'MW' 'WST'] | KABE | 0 | Material
BDU:BCM957416N4160CI | 10603244545 | BDU:BCM957416N4160CI | BDU:BCM957416N4160CI | BDU:BCM957416N4160CI | PLAN EP N210TP 2X 10GBASE-T OCPV3 IL | 50 | IO card | LAN Controller Card | ['FIT' 'MW' 'WST'] | KABE | 0 | Material
BDU:BCM957508-P2100G | 10603436988 | BDU:BCM957508-P2100G |  | BDU:BCM957508-P2100G | PLAN EP P2100G 100GG 2P QSFP56 PCIE | 50 | IO card | LAN Controller Card | ['FIT' 'MW' 'WST'] | KABE | 0 | Material
BPN-GPU-438G |  |  |  |  | IA-SERVER FTPO |  | Others | Others | ['FIT'] |  | 0 | Material
BPN-NVME4-HS119N-S4R |  |  |  |  | IA-SERVER FTPO |  | Others | Others | ['FIT'] |  | 0 | Material
BR-G610-24-16G-1-M |  |  |  |  | EOL/BR-G610-24-16G-1-M |  | Software | Software | ['FIT'] |  | 0 | Material
BR-G610-8-0-M |  |  |  |  | EOL/BR-G610-8-0-M |  | Software | Software | ['FIT'] |  | 0 | Material
BR-G610-8-16G-0-M |  |  |  |  | EOL/BR-G610-8-16G-0-M |  | Software | Software | ['FIT'] |  | 0 | Material
BR-SMED8PTPOD-01 |  |  |  |  | EOL/BR-SMED8PTPOD-01 |  | Software | Software | ['FIT'] |  | 0 | Material
BZI:030-0415-000 | 10601746055 | BZI:030-0415-000 |  | BZI:030-0415-000 | MDP TO DP VIDEO INTERFACE CABLE | 50 | Small parts | Mechanical | ['WST'] | KABE | 0 | Material
C120-E667-04C2 |  |  |  |  | ï¾„ï¾˜ï½¾ï¾‚ |  | Small parts | Manual | ['FIT'] |  | 0 | Material
C22121-Z50-C12 | 10601114174 | C22121-Z50-C12 |  | C22121-Z50-C12 | CABLE TIE 20MM_ASSEMBLY IN PD LINE | 50 | Small parts | Mechanical | ['WST'] | KABE | 0 | Material
C22121-Z50-C8 | 10521258785 | C22121-Z50-C8 |  | C22121-Z50-C8 | CABLE TIE 48MM_ASSEMBLY IN PD LINE | 50 | Others | Others | ['WST'] | KABE | 0 | Material
C26124-F12-C103 | 10602739265 | C26124-F12-C103 |  | C26124-F12-C103 | TYPE RATING LABRL | 50 |  |  | ['WST'] | KABE | 3 | no material | Programmierinformation
C26124-F12-C286 | 2010426491 |  |  | C26124-F12-C286 | PRINT BSMIA TXT FOR RATING LBL PART3,8-1 |  |  |  | ['WST'] |  | 3 | no material
C26124-F12-C320 | 2010888390 |  |  | C26124-F12-C320 | PRINT GS LOGO FOR RATING LABEL PART3,26 |  |  |  | ['WST'] |  | 3 | no material
C26124-F12-C325 | 2012119422 |  |  | C26124-F12-C325 | PRINT BSMI ICON FOR RATING LBL PART3,8-2 |  |  |  | ['WST'] |  | 3 | no material
C26124-F12-C329 | 10603320028 | C26124-F12-C329 |  | C26124-F12-C329 | BSMI(A)WARNING TXT | 50 |  |  | ['WST'] | KABE | 3 | no material | Programmierinformation
C26124-F12-C418 | 2010249115 |  |  | C26124-F12-C418 | PRINT FCC-A TEXT RATING LABEL PART3,22 |  |  |  | ['WST'] |  | 3 | no material
C26124-F12-C467 | 2010711219 |  |  | C26124-F12-C467 | PRINT SERVER LOGO RATING LABEL PART2,15 |  | Small parts | Label | ['WST'] |  | 3 | no material
C26124-F12-C468 | 2010720241 |  |  | C26124-F12-C468 | PRINT VCCI-A LOGO RATING LABEL PART2,28 |  |  |  | ['WST'] |  | 3 | no material
C26124-F12-C491 | 10603351534 | C26124-F12-C491 |  |  | CCC-LABEL TEXT CLASS A | 50 |  |  | ['WST'] | KABE | 3 | no material | Programmierinformation
C26124-F12-C792 | 2010387099 |  |  | C26124-F12-C792 | CCSAUS 151258 |  |  |  | ['WST'] |  | 3 | no material
C26124-F12-C940 | 2012493959 |  |  | C26124-F12-C940 | PRINT "STORAGE" |  |  |  | ['WST'] |  | 3 | no material
C26124-F12-C954 | 2011137935 |  |  | C26124-F12-C954 | SYSTEM ID LABEL SPEC |  | Small parts | Label | ['WST'] |  | 3 | no material
C26124-F12-C955 | 2011137936 |  |  | C26124-F12-C955 | PRINT INFORMATION FOR SYSTEM ID LABEL |  | Small parts | Label | ['WST'] |  | 3 | no material
C26124-F13-C502 | 2010836470 |  |  | C26124-F13-C502 | PRINT ATTENTION RATING LABEL PART2,18 |  |  |  | ['WST'] |  | 3 | no material
C26124-F13-C901 | 2010774800 |  |  | C26124-F13-C901 | KEIN WEEE LABELN |  | Small parts | Label | ['WST'] |  | 3 | no material
C26124-F13-C906 | 10602749008 | C26124-F13-C906 |  | C26124-F13-C906 | COMPANY ADRESS FTS_2 | 50 | Small parts | Label | ['WST'] | KABE | 0 | Material
C26124-F13-C907 | 10602749009 | C26124-F13-C907 |  | C26124-F13-C907 | COMPANY ADRESS FJJ | 50 | Software | Software | ['WST'] | KABE | 0 | Material
C26124-F13-C908 | 10602877506 | C26124-F13-C908 |  | C26124-F13-C908 | COMPANY ADRESS FJJ 2 | 50 |  |  | ['WST'] | KABE | 3 | no material | Programmierinformation
C26124-F13-C909 | 10602877507 | C26124-F13-C909 |  | C26124-F13-C909 | COMPANY ADRESS FTS_3 | 50 |  |  | ['WST'] | KABE | 3 | no material | Programmierinformation
C26124-F13-C990 | 10603136451 | C26124-F13-C990 |  | C26124-F13-C990 | PRINT COMPANY ADRESS FOR UK(FIELD B) | 50 |  |  | ['WST'] | KABE | 3 | no material | Programmierinformation
C26124-F13-C991 | 2013201860 |  |  | C26124-F13-C991 | PRINT COMPANY ADRESS FOR PSU_1(FIELD C) |  | Software | Software | ['WST'] |  | 3 | drawing
C26124-F14-C24 | 2011159735 |  |  | C26124-F14-C24 | PRINT ROHS_25 FOR RATING LABEL PART2,2 |  |  |  | ['WST'] |  | 3 | no material
C26124-F14-C27 | 2011517908 |  |  | C26124-F14-C27 | PRINT ATTENTION RATING LABEL PART2,53 |  |  |  | ['WST'] |  | 3 | no material
C26124-F14-C28 | 2011555354 |  |  | C26124-F14-C28 | CHINA-ROHS_30 |  |  |  | ['WST'] |  | 3 | no material
C26124-F14-C30 | 2011555371 |  |  | C26124-F14-C30 | CHECK-CODE PRINT |  |  |  | ['WST'] |  | 3 | no material
C26124-F14-C40 | 2011760696 |  |  | C26124-F14-C40 | EAC RUSSIAN |  |  |  | ['WST'] |  | 3 | no material
C26124-F14-C46 | 2011923996 |  |  | C26124-F14-C46 | PRINT ZEAL LOGO RATING LABEL PART3,12 |  |  |  | ['WST'] |  | 3 | no material
C26124-F14-C51 | 2012083236 |  |  | C26124-F14-C51 | PRINT LOGO FOR RATING LABEL PART2,51 |  |  |  | ['WST'] |  | 3 | no material
C26124-F14-C52 |  |  |  |  | PRINT LOGO FOR RATING LABEL PART2,51 |  |  |  | ['WST'] |  | 3 | no material
C26124-F14-C56 | 10602894155 | C26124-F14-C56 |  | C26124-F14-C56 | PRINT KCC RATING LABEL PART3,5 & CTN B | 50 | Software | Software | ['WST'] | KABE | 3 | no material | Programmierinformation
C26124-F14-C65 | 10603047406 | C26124-F14-C65 |  | C26124-F14-C65 | CTD 30 | 50 |  |  | ['WST'] | KABE | 3 | no material | Programmierinformation
C26124-F14-C67 | 10603136669 | C26124-F14-C67 |  | C26124-F14-C67 | UKCA | 50 |  |  | ['WST'] | KABE | 3 | no material | Programmierinformation
C26124-F14-C68 | 10603139044 | C26124-F14-C68 |  | C26124-F14-C68 | CTD 25 | 50 | Software | Software | ['WST'] | KABE | 3 | no material | Programmierinformation
C26124-F14-C997 | 2012492433 |  |  | C26124-F14-C997 | PRINT NRTL LOGO RATING LABEL PART3,13 |  |  |  | ['WST'] |  | 3 | no material
C26124-F16-C542 | 10602774451 | C26124-F16-C542 |  | C26124-F16-C542 | TWN IMPORTER LABEL,CARTON B9 | 50 | Software | Software | ['WST'] | KABE | 3 | no material | Label | no material
C26124-F17-C600 | 2012110006 |  |  | C26124-F17-C600 | PRINT MAROKKO RATING PART3,71 & CTN B |  |  |  | ['WST'] |  | 3 | no material
C26124-F17-C601 | 2013551024 |  |  | C26124-F17-C601 | ICASA TE-XXXX/XXXX |  |  |  | ['WST'] |  | 3 | no material
C26192-Y1-C66 | 10601818092 | C26192-Y1-C66 |  | C26192-Y1-C66 | DISTANCE BOLT M3-8 | 80 | Small parts | Mechanical | ['WST'] | KABE | 0 | Material
C26192-Y1-C67 | 10602128178 | C26192-Y1-C67 |  | C26192-Y1-C67 | STANDOFF M3X6-12,0.6 NM, S604 | 80 | Small parts | Mechanical | ['WST'] | KABE | 0 | Material
C26192-Y10-C102 | 10600289786 | C26192-Y10-C102 |  | C26192-Y10-C102 | FLACH M3,0X3,5 ZIN | 50 | Small parts | Mechanical | ['WST'] | KABE | 0 | Material
C26192-Y10-C103-*-A102 | 10600289787 | C26192-Y10-C103-*-A102 |  | C26192-Y10-C103-*-A102 | FLACH M2,5X4 NI | 50 | Small parts | Mechanical | ['WST'] | KABE | 0 | Material
C26192-Y10-C13 | 10521499575 | C26192-Y10-C13 |  | C26192-Y10-C13 | SCREW M4X10 DIAMETER 8 TT2 | 50 | Small parts | Mechanical | ['WST'] | KABE | 0 | Material
C26192-Y10-C151 | 10600818324 | C26192-Y10-C151 |  | C26192-Y10-C151 | HEX SCREW M3X3.5, PZ2,0.6 NM, S301 | 50 | Small parts | Mechanical | ['WST'] | KABE | 0 | Material
C26192-Y10-C163 | 10600956231 | C26192-Y10-C163 |  | C26192-Y10-C163 | FLCHKPF M2X2,5TORX | 50 | Small parts | Mechanical | ['WST'] | KABE | 0 | Material
C26192-Y10-C176 | 10601031348 | C26192-Y10-C176 |  | C26192-Y10-C176 | REM 3X15 TPM | 50 | Small parts | Mechanical | ['FIT' 'WST'] | KABE | 0 | Material
C26192-Y10-C190 | 10601353889 | C26192-Y10-C190 |  | C26192-Y10-C190 | SENKSCH6/32UNCX1/4 | 50 | Small parts | Mechanical | ['WST'] | KABE | 0 | Material
C26192-Y10-C200 | 10601779405 | C26192-Y10-C200 |  | C26192-Y10-C200 | UNC SCREW 6-32X4, PH1,0.6 NM, S505 | 50 | Small parts | Mechanical | ['WST'] | KABE | 0 | Material
C26192-Y10-C207 | 10601938959 | C26192-Y10-C207 |  | C26192-Y10-C207 | HEX SCREW M3X4.5, PZ2,0.6 NM, S310 | 50 | Small parts | Mechanical | ['WST'] | KABE | 0 | Material
C26192-Y10-C208 | 10602102861 | C26192-Y10-C208 |  | C26192-Y10-C208 | SERIAL SCREW | 75 | Small parts | Mechanical | ['WST'] | KABE | 0 | Material
C26192-Y10-C209 | 10602143543 | C26192-Y10-C209 |  | C26192-Y10-C209 | REM SCREW M3X12, PZ2,0.6 NM, S501 | 50 | Small parts | Mechanical | ['WST'] | KABE | 0 | Material
C26192-Y10-C27-*-Z148 | 10511002771 | C26192-Y10-C27-*-Z148 |  | C26192-Y10-C27-*-Z148 | SCREW #6-32 UNC2A | 50 | Small parts | Mechanical | ['WST'] | KABE | 0 | Material
C26192-Y10-C67 | 10521354188 | C26192-Y10-C67 |  | C26192-Y10-C67 | HEX SCREW M3X4.5, PZ2,0.6 NM, S306 | 50 | Small parts | Mechanical | ['WST'] | KABE | 0 | Material
C26192-Y10-C68 | 10600178062 | C26192-Y10-C68 |  | C26192-Y10-C68 | HEX SCREW M3X6, PZ2,0.6 NM, S307 | 50 | Small parts | Mechanical | ['WST'] | KABE | 0 | Material
C26192-Y15-B70 | 10601340174 | C26192-Y15-B70 |  | C26192-Y15-B70 | SNAP RIVET FAN | 50 | Small parts | Mechanical | ['FIT' 'WST'] | KABE | 0 | Material
C26192-Y21-C26 |  |  |  |  | SCREW LOCK |  | Small parts | Mechanical | ['FIT'] |  | 0 | Material
C26192-Y26-B12 | 10600728620 | C26192-Y26-B12 | C26192-Y26-B12 |  | DAMPER FOOT 55 | 50 | Small parts | Mechanical | ['MW'] | KABE | 0 | Material
C26192-Y26-C41-*-Y155 |  |  |  |  | RUBBER FOOT |  | BB/Enclosure | Mechanical | ['FIT'] |  | 0 | Material
C26192-Y26-C43 | 10600180043 | C26192-Y26-C43 |  | C26192-Y26-C43 | BUMPON | 50 | Small parts | Mechanical | ['WST'] | KABE | 0 | Material
C26192-Y26-C47 | 10600285255 | C26192-Y26-C47 |  | C26192-Y26-C47 | BUMPON SJ5306 | 50 | Small parts | Mechanical | ['WST'] | KABE | 0 | Material
C26192-Y26-C50 | 10600285179 | C26192-Y26-C50 |  | C26192-Y26-C50 | BUMPON SJ5382 | 75 | Small parts | Mechanical | ['WST'] | KABE | 0 | Material
C26192-Y27-C3 | 10602016125 | C26192-Y27-C3 | C26192-Y27-C3 |  | RUBB. FOR REAR FAN | 50 | Small parts | Mechanical | ['FIT' 'MW'] | KABE | 0 | Material
C26192-Y35-C19 | 10601577494 | C26192-Y35-C19 | C26192-Y35-C19 | C26192-Y35-C19 | SLOT BRACKET LP PERFORATED | 50 | Small parts | Mechanical | ['FIT' 'MW' 'WST'] | KABE | 0 | Material
C26192-Y35-C20 | 10601577463 | C26192-Y35-C20 | C26192-Y35-C20 | C26192-Y35-C20 | SLOT BRACKET FH PERFORATED | 50 | Small parts | Mechanical | ['FIT' 'MW' 'WST'] | KABE | 0 | Material
C26192-Y35-C21 | 10601577462 | C26192-Y35-C21 | C26192-Y35-C21 | C26192-Y35-C21 | SLOT BRACKET FH | 50 | Small parts | Mechanical | ['FIT' 'MW' 'WST'] | KABE | 0 | Material
C26192-Y53-C70 | 10602383969 | C26192-Y53-C70 |  | C26192-Y53-C70 | DRILLER WIRE CLIP | 80 | Small parts | Mechanical | ['WST'] | KABE | 0 | Material
C26361-B416-C43 | 10602155147 | C26361-B416-C43 |  | C26361-B416-C43 | FH-BRCKET D3482 ER | 50 | Small parts | Mechanical | ['WST'] | KABE | 0 | Material
C26361-B416-C44 | 10602155520 | C26361-B416-C44 |  | C26361-B416-C44 | FH-BRCKET D3482 YI | 50 | Small parts | Mechanical | ['WST'] | KABE | 0 | Material
C26361-B443-C210 |  |  |  |  | M.2 STAND-OFF |  | Small parts | Mechanical | ['FIT'] |  | 0 | Material
C26361-K1015-B340 |  |  |  |  | COVER FRONT |  | Small parts | Mechanical | ['FIT'] |  | 0 | Material
C26361-K1016-C324 | 10601505158 | C26361-K1016-C324 | C26361-K1016-C324 |  | ODD RAIL | 50 | Small parts | Mechanical | ['FIT' 'MW'] | KABE | 0 | Material
C26361-K1109-B100-*-Y105 |  |  |  |  | Foot Stand 4PCS |  | Small parts | Mechanical | ['FIT'] |  | 0 | Material
C26361-K1337-B220 |  |  |  |  | FrontBezel |  | Small parts | Mechanical | ['FIT'] |  | 0 | Material
C26361-K1337-B232 |  |  |  |  | FRONT PANEL |  | Small parts | Mechanical | ['FIT'] |  | 0 | Material
C26361-K1337-B232-*-Y105 |  |  |  |  | TX120S3 #BD-FP ASSY' |  | Others | Others | ['FIT'] |  | 0 | Material
C26361-K1337-B520 |  |  |  |  | FRONT BEZEL |  | Small parts | Mechanical | ['FIT'] |  | 0 | Material
C26361-K1337-C251 |  |  |  |  | CABLE COVER |  | Small parts | Mechanical | ['FIT'] |  | 0 | Material
C26361-K1337-C350 |  |  |  |  | PHC Logo plate |  | Small parts | Mechanical | ['FIT'] |  | 0 | Material
C26361-K1337-C352 |  |  |  |  | Logo MV-H420Z |  | Small parts | Mechanical | ['FIT'] |  | 0 | Material
C26361-K1380-B120 |  |  |  |  | FILLER ODD KIT |  | Others | Others | ['FIT'] |  | 0 | Material
C26361-K1444-B221 |  |  |  |  | FRON.BEZEL PRIM |  | Small parts | Mechanical | ['FIT'] |  | 0 | Material
C26361-K1444-B240 | 10602321627 | C26361-K1444-B240 |  | C26361-K1444-B240 | GASKETS SET RDX | 50 | Small parts | Mechanical | ['FIT' 'WST'] | KABE | 0 | Material
C26361-K1444-B35 | 10602007999 | C26361-K1444-B35 |  | C26361-K1444-B35 | FRONT FAN MODULE | 80 | Cooling | FAN | ['FIT' 'MW' 'WST'] | KABE | 0 | Material
C26361-K1444-C20 | 10602053340 | C26361-K1444-C20 | C26361-K1444-C20 | C26361-K1444-C20 | SLIM ODD RAIL | 75 | Small parts | Mechanical | ['FIT' 'MW' 'WST'] | KABE | 0 | Material
C26361-K1444-C22 |  |  |  |  | AIR DEFLECTOR |  | Small parts | Mechanical | ['FIT'] |  | 0 | Material
C26361-K1444-C27 | 10602011672 | C26361-K1444-C27 | C26361-K1444-C27 | C26361-K1444-C27 | FILLER SLIMLINE | 75 | BB/Enclosure | Barebone | ['MW' 'WST'] | KABE | 0 | Material
C26361-K1444-C27-FJ |  |  |  |  | FILLER SLIMLINE |  | Small parts | Small parts | ['FIT'] |  | 0 | Material
C26361-K1480-B5 |  |  |  |  | DVD CARRIER |  | Small parts | Mechanical | ['FIT'] |  | 0 | Material
C26361-K1480-C46 |  |  |  |  | FAN MODULE DUMMY |  | Small parts | Mechanical | ['FIT'] |  | 0 | Material
C26361-K1480-Z15 | 10601773403 | C26361-K1480-Z15 |  |  | OP_ON_EAR_ASSY | 80 | Others | Others | ['FIT'] | KABE | 0 | Material
C26361-K1480-Z16 |  |  |  |  | OP_ON_EAR_ASSY |  | Small parts | Mechanical | ['FIT'] |  | 0 | Material
C26361-K1480-Z17 | 10602109859 | C26361-K1480-Z17 | C26361-K1480-Z17 | C26361-K1480-Z17 | OP_ON_EAR_ASSY | 75 | Others | Others | ['FIT' 'MW' 'WST'] | KABE | 0 | Material
C26361-K1488-A110-*-Z320 |  |  |  |  | #BB TX1310 M1 |  | BB/Enclosure | Mechanical | ['FIT'] |  | 0 | Material
C26361-K1495-B10 | 10601848462 | C26361-K1495-B10 |  |  | OP BAY CAGE ASSY | 80 | Small parts | Mechanical | ['FIT' 'WST'] | KABE | 0 | Material
C26361-K1495-B11 | 10601848461 | C26361-K1495-B11 | C26361-K1495-B11 |  | ID-CARD BOX | 75 | Small parts | Mechanical | ['FIT' 'WST' 'MW'] | KABE | 0 | Material
C26361-K1495-B15 | 10601844609 | C26361-K1495-B15 |  |  | BACKCAGE 25X4 | 50 | Small parts | Mechanical | ['FIT' 'WST'] | KABE | 0 | Material
C26361-K1495-B21 |  |  |  |  | EAR RIGHT WITH |  | Small parts | Mechanical | ['FIT'] |  | 0 | Material
C26361-K1495-B26 |  |  |  |  | EAR RIGHT W/O H |  | Small parts | Mechanical | ['FIT'] |  | 0 | Material
C26361-K1495-B31 | 10602473975 | C26361-K1495-B31 | C26361-K1495-B31 | C26361-K1495-B31 | CARRIER 350M ASSY | 75 | Small parts | Mechanical | ['FIT' 'MW' 'WST'] | KABE | 0 | Material
C26361-K1495-B7 | 10601826061 | C26361-K1495-B7 | C26361-K1495-B7 | C26361-K1495-B7 | CARRIER 200 | 50 | Small parts | Mechanical | ['FIT' 'MW' 'WST'] | KABE | 0 | Material
C26361-K1495-B75 | 10602508214 | C26361-K1495-B75 |  |  | SWITCH CARD HOLDER COMPL. | 80 | Small parts | Mechanical | ['FIT' 'WST'] | KABE | 0 | Material
C26361-K1495-C28 |  |  |  |  | HOLDER EXPANDER |  | Small parts | Mechanical | ['FIT'] |  | 0 | Material
C26361-K1495-C40 |  |  |  |  | AIRGUIDE |  | Small parts | Mechanical | ['FIT'] |  | 0 | Material
C26361-K1495-C42 |  |  |  |  | USB GASKET 4x4 |  | Small parts | Mechanical | ['FIT'] |  | 0 | Material
C26361-K1495-C59 |  |  |  |  | LOM INSULATION |  | Small parts | Mechanical | ['FIT'] |  | 0 | Material
C26361-K1495-Z5 |  |  |  |  | DVD-OP-ID-COMBO ASSY |  | Others | Others | ['FIT'] |  | 0 | Material
C26361-K1536-B100 |  |  |  |  | OPT 2*2,5" HDD |  | Small parts | Mechanical | ['FIT'] |  | 0 | Material
C26361-K1567-B2 |  |  |  |  | FAN MODULE ASSY |  | Cooling | FAN | ['FIT'] |  | 0 | Material
C26361-K1567-B27 | 10602326357 | C26361-K1567-B27 |  |  | EAR RIGHT W/O HOLES BIG LABEL | 80 | Small parts | Mechanical | ['FIT' 'WST'] | KABE | 0 | Material
C26361-K1567-B28 | 10602326358 | C26361-K1567-B28 | C26361-K1567-B28 | C26361-K1567-B28 | EAR RIGHT WITH HOLES BIG LABEL | 75 | Small parts | Mechanical | ['FIT' 'MW' 'WST'] | KABE | 0 | Material
C26361-K1567-C7 | 10602031123 | C26361-K1567-C7 | C26361-K1567-C7 | C26361-K1567-C7 | REAR WALL 02 NEST LINKS 3_75 | 50 | Small parts | Mechanical | ['FIT' 'MW' 'WST'] | KABE | 0 | Material
C26361-K1581-A100-*-Z350 | 10602063074 | C26361-K1581-A100-*-Z350 |  |  | #BB TX1310 M3 STD | 80 | BB/Enclosure | Barebone | ['FIT' 'MW'] | KABE | 0 | Material
C26361-K1581-A100-*-Z351 |  |  |  |  | #BB TX1310 M3 S |  | BB/Enclosure | Barebone | ['FIT'] |  | 0 | Material
C26361-K1591-B10 |  |  |  |  | TOP COVER |  | Small parts | Mechanical | ['FIT'] |  | 0 | Material
C26361-K1591-B110 |  |  |  |  | TOP COVER MG |  | Small parts | Mechanical | ['FIT'] |  | 0 | Material
C26361-K1591-B120 |  |  |  |  | TOP COVER MOR |  | Small parts | Mechanical | ['FIT'] |  | 0 | Material
C26361-K1591-B130 |  |  |  |  | LOWER DOOR ASSY |  | Small parts | Mechanical | ['FIT'] |  | 0 | Material
C26361-K1591-B14 | 10602023211 | C26361-K1591-B14 | C26361-K1591-B14 | C26361-K1591-B14 | LOWER DOOR ASSY | 80 | Small parts | Mechanical | ['FIT' 'MW' 'WST'] | KABE | 0 | Material
C26361-K1591-B140 |  |  |  |  | TOP COVER (TX1320M4 Spare) |  | Small parts | Mechanical | ['FIT'] |  | 0 | Material
C26361-K1591-B143 |  |  |  |  | TOP COVER (TX1320M4 Spare) |  | Small parts | Mechanical | ['FIT'] |  | 0 | Material
C26361-K1591-B20 |  |  |  |  | TOP COVER |  | Small parts | Mechanical | ['FIT'] |  | 0 | Material
C26361-K1591-B24 | 10602477537 | C26361-K1591-B24 | C26361-K1591-B24 | C26361-K1591-B24 | UPPER DOOR ASSY | 80 | Small parts | Mechanical | ['FIT' 'MW' 'WST'] | KABE | 0 | Material
C26361-K1591-B25 |  |  |  |  | UP.DOOR NEUTRAL |  | Small parts | Mechanical | ['FIT'] |  | 0 | Material
C26361-K1591-B31 |  |  |  |  | FAN CARRIER 25 |  | Small parts | Mechanical | ['FIT'] |  | 0 | Material
C26361-K1591-B32 | 10602476186 | C26361-K1591-B32 | C26361-K1591-B32 | C26361-K1591-B32 | FAN 25 HOLDER 25 | 50 | Small parts | Mechanical | ['FIT' 'MW' 'WST'] | KABE | 0 | Material
C26361-K1591-B33 |  |  |  |  | FAN 25 HOLDER 35 |  | Small parts | Mechanical | ['FIT'] |  | 0 | Material
C26361-K1591-B40 | 10602023345 | C26361-K1591-B40 | C26361-K1591-B40 | C26361-K1591-B40 | KIT PSU REDUNDANT | 50 | Small parts | Mechanical | ['FIT' 'WST' 'MW'] | KABE | 0 | Material
C26361-K1591-B57 | 10602028692 | C26361-K1591-B57 | C26361-K1591-B57 | C26361-K1591-B57 | 4X25 HDD DUMMY ASSY | 50 | Small parts | Mechanical | ['FIT' 'MW' 'WST'] | KABE | 0 | Material
C26361-K1591-C131 |  |  |  |  | IA-SERVER COMPUCASE |  | Small parts | Mechanical | ['FIT'] |  | 0 | Material
C26361-K1591-C142 |  |  |  |  | PLANE BADGE |  | Small parts | Mechanical | ['FIT'] |  | 0 | Material
C26361-K1591-C80 | 10602119079 | C26361-K1591-C80 |  | C26361-K1591-C80 | PROTECTION COVER | 50 | Small parts | Mechanical | ['FIT' 'WST'] | KABE | 0 | Material
C26361-K1591-C83 |  |  |  |  | IA-SERVER COMPUCASE |  | Small parts | Mechanical | ['FIT'] |  | 0 | Material
C26361-K1591-Z106 |  |  |  |  | COP PANEL ASSY MG |  | Small parts | Mechanical | ['FIT'] |  | 0 | Material
C26361-K1591-Z135 |  |  |  |  | COP PANEL ASSY |  | Others | Others | ['FIT'] |  | 0 | Material
C26361-K1591-Z6 |  |  |  |  | COP PANEL ASSY |  | Others | Others | ['FIT'] |  | 0 | Material
C26361-K1599-B2 | 10602138098 | C26361-K1599-B2 | C26361-K1599-B2 | C26361-K1599-B2 | FAN MODULE ASSY 2X60X38 | 75 | Cooling | FAN | ['FIT' 'MW' 'WST'] | KABE | 0 | Material
C26361-K1599-C46 | 10602192172 | C26361-K1599-C46 |  | C26361-K1599-C46 | FAN DUMMY FOAM | 80 | Small parts | Mechanical | ['FIT' 'WST'] | KABE | 0 | Material
C26361-K1655-B2 | 10602505995 | C26361-K1655-B2 | C26361-K1655-B2 | C26361-K1655-B2 | FAN MODULE ASSY 2X60X38 | 80 | Cooling | FAN | ['FIT' 'MW' 'WST'] | KABE | 0 | Material
C26361-K1655-C40 |  |  |  |  | AIRGUIDE |  | Small parts | Mechanical | ['FIT'] |  | 0 | Material
C26361-K1655-C41 |  |  |  |  | AIR GUIDE |  | Small parts | Mechanical | ['FIT'] |  | 0 | Material
C26361-K446-C60-*-Y155 | 10600956460 | C26361-K446-C60-*-Y155 |  |  | FILLER 5.25" | 50 | Small parts | Mechanical | ['MW' 'WST'] | KABE | 0 | Material
C26361-K644-B170 |  |  |  |  | TX2540M1 COVERFRONT |  | Small parts | Mechanical | ['FIT'] |  | 0 | Material
C26361-K644-B213 |  |  |  |  | COVER "TX150S8" |  | Small parts | Mechanical | ['FIT'] |  | 0 | Material
C26361-K644-B225 |  |  |  |  | CARRIER EXPANDE |  | Small parts | Mechanical | ['FIT'] |  | 0 | Material
C26361-K644-B250 | 10602125556 | C26361-K644-B250 | C26361-K644-B250 |  | RISERBOX 2550 | 50 | Small parts | Mechanical | ['FIT' 'MW' 'WST'] | KABE | 0 | Material
C26361-K644-B294 |  |  |  |  | COVER "TX2540M1" |  | Small parts | Mechanical | ['FIT'] |  | 0 | Material
C26361-K644-B437-*-Y155 |  |  |  |  | CSS-ADAPTER |  | Small parts | Mechanical | ['FIT'] |  | 0 | Material
C26361-K644-B520 | 10601850435 | C26361-K644-B520 |  |  | FRONT BEZEL FLOOR CPL | 80 | Small parts | Mechanical | ['FIT'] | KABE | 0 | Material
C26361-K644-B533 |  |  |  |  | SYS PLATE TX2560M2 |  | Small parts | Mechanical | ['FIT'] |  | 0 | Material
C26361-K644-B535 |  |  |  |  | IA-SERVER WKK |  | Small parts | Mechanical | ['FIT'] |  | 0 | Material
C26361-K644-B537 | 10602508646 | C26361-K644-B537 |  |  | SYS PLATE TX2550M5 | 80 | Small parts | Mechanical | ['FIT' 'WST'] | KABE | 0 | Material
C26361-K644-B545 |  |  |  |  | FAN BRIDGE |  | Small parts | Mechanical | ['FIT'] |  | 0 | Material
C26361-K644-B548 | 10602135207 | C26361-K644-B548 |  |  | FAN BRIDGE | 80 | Others | Others | ['FIT'] | KABE | 0 | Material
C26361-K644-B550 | 10601820646 | C26361-K644-B550 | C26361-K644-B550 | C26361-K644-B550 | EXTENSION_BOX_4X35_HDD | 50 | Small parts | Mechanical | ['FIT' 'MW' 'WST'] | KABE | 0 | Material
C26361-K644-B595 | 10601859606 | C26361-K644-B595 | C26361-K644-B595 |  | 8X2.5"HDD CAGE | 50 | Small parts | Mechanical | ['FIT' 'MW' 'WST'] | KABE | 0 | Material
C26361-K644-B597 | 10601923283 | C26361-K644-B597 |  | C26361-K644-B597 | 8X2.5" SSD CAGE | 50 | Small parts | Mechanical | ['FIT' 'WST'] | KABE | 0 | Material
C26361-K644-B635 | 10601920276 | C26361-K644-B635 | C26361-K644-B635 | C26361-K644-B635 | TILT FOOT STRONG 12 | 50 | Small parts | Mechanical | ['FIT' 'MW' 'WST'] | KABE | 0 | Material
C26361-K644-B662 |  |  |  |  | SIDE DOOR 24X25 |  | Small parts | Mechanical | ['FIT'] |  | 0 | Material
C26361-K644-B663 | 10602622818 | C26361-K644-B663 | C26361-K644-B663 | C26361-K644-B663 | SIDE DOOR 24X25 TX2550 | 80 | Small parts | Mechanical | ['FIT' 'MW' 'WST'] | KABE | 0 | Material
C26361-K644-B680 | 10601865827 | C26361-K644-B680 | C26361-K644-B680 | C26361-K644-B680 | BOX-ASSY-24 | 80 | Small parts | Mechanical | ['FIT' 'MW' 'WST'] | KABE | 0 | Material
C26361-K644-B697 | 10601914072 | C26361-K644-B697 | C26361-K644-B697 | C26361-K644-B697 | LOWERDOOR-24 | 80 | Small parts | Mechanical | ['FIT' 'MW' 'WST'] | KABE | 0 | Material
C26361-K644-B723 | 10601841555 | C26361-K644-B723 | C26361-K644-B723 | C26361-K644-B723 | CARRIER EXPANDER | 50 | Small parts | Mechanical | ['FIT' 'WST' 'MW'] | KABE | 0 | Material
C26361-K644-B733 | 10601880823 | C26361-K644-B733 |  |  | CARRIER EXPANDER ASSY | 50 | Small parts | Mechanical | ['FIT'] | KABE | 0 | Material
C26361-K644-B780 | 10601820649 | C26361-K644-B780 | C26361-K644-B780 | C26361-K644-B780 | 8X2.5" CAGE SLIM RUBBER | 50 | Small parts | Mechanical | ['FIT' 'MW' 'WST'] | KABE | 0 | Material
C26361-K644-B783 |  |  |  |  | REAR BOX 3XPCIE |  | Small parts | Mechanical | ['FIT'] |  | 0 | Material
C26361-K644-B846 |  |  |  |  | HOTFIX ASSY |  | Small parts | Mechanical | ['FIT'] |  | 0 | Material
C26361-K644-B871 |  |  |  |  | GPGPU AIRDUCT |  | Small parts | Mechanical | ['FIT'] |  | 0 | Material
C26361-K644-B910 |  |  |  |  | FR PANEL FLOOR |  | Small parts | Mechanical | ['FIT'] |  | 0 | Material
C26361-K644-B922 |  |  |  |  | COVER "TX300S8" |  | Small parts | Mechanical | ['FIT'] |  | 0 | Material
C26361-K644-B929 |  |  |  |  | FRONT 8X2.5" CA |  | Small parts | Mechanical | ['FIT'] |  | 0 | Material
C26361-K644-B943 |  |  |  |  | ANTI TILT FOOT |  | Small parts | Mechanical | ['FIT'] |  | 0 | Material
C26361-K644-C193 | 10602154706 | C26361-K644-C193 | C26361-K644-C193 | C26361-K644-C193 | AIRBLOCKER HS 2550 | 80 | Small parts | Mechanical | ['FIT' 'MW' 'WST'] | KABE | 0 | Material
C26361-K644-C225 |  |  |  |  | PSU ADAPTER |  | Small parts | Mechanical | ['FIT'] |  | 0 | Material
C26361-K644-C575 | 10601893421 | C26361-K644-C575 | C26361-K644-C575 | C26361-K644-C575 | 2.5" TRAVERSE | 80 | Small parts | Mechanical | ['FIT' 'MW' 'WST'] | KABE | 0 | Material
C26361-K644-C578 |  |  |  |  | AIR BLOCKER - H |  | Small parts | Mechanical | ['FIT'] |  | 0 | Material
C26361-K644-C640-*-Y155 |  |  |  |  | DUMMY DVD COMM/ |  | Small parts | Mechanical | ['FIT'] |  | 0 | Material
C26361-K644-C676 | 10601898874 | C26361-K644-C676 | C26361-K644-C676 | C26361-K644-C676 | FRONT 8X2.5" CAGE TX1330 | 80 | Small parts | Mechanical | ['FIT' 'MW' 'WST'] | KABE | 0 | Material
C26361-K644-C677 | 10601898875 | C26361-K644-C677 | C26361-K644-C677 | C26361-K644-C677 | 4X3.5"- CAGE FRONTPLATE TX1330 | 80 | Small parts | Mechanical | ['FIT' 'MW' 'WST'] | KABE | 0 | Material
C26361-K644-C678 | 10601898876 | C26361-K644-C678 | C26361-K644-C678 | C26361-K644-C678 | 2X4X3.5"- CAGE FRONTPLATE TX1330M2 | 50 | Small parts | Mechanical | ['FIT' 'MW' 'WST'] | KABE | 0 | Material
C26361-K644-C680 | 10601898877 | C26361-K644-C680 | C26361-K644-C680 | C26361-K644-C680 | COVER 3.5" CAGE | 80 | Small parts | Mechanical | ['FIT' 'MW' 'WST'] | KABE | 0 | Material
C26361-K644-C724 | 10601859388 | C26361-K644-C724 | C26361-K644-C724 | C26361-K644-C724 | CARRIER EXPANDER | 50 | Small parts | Mechanical | ['FIT' 'MW' 'WST'] | KABE | 0 | Material
C26361-K644-C761 |  |  |  |  | AIR CHANNEL PLA |  | Small parts | Mechanical | ['FIT'] |  | 0 | Material
C26361-K644-C763 | 10601820668 | C26361-K644-C763 | C26361-K644-C763 | C26361-K644-C763 | HDD CAGE 2X25 | 80 | Small parts | Mechanical | ['FIT' 'MW' 'WST'] | KABE | 0 | Material
C26361-K644-C787 | 10601820686 | C26361-K644-C787 | C26361-K644-C787 | C26361-K644-C787 | FRONT 8X2.5" CAGE | 80 | Small parts | Mechanical | ['FIT' 'MW' 'WST'] | KABE | 0 | Material
C26361-K644-C788 | 10601820687 | C26361-K644-C788 | C26361-K644-C788 | C26361-K644-C788 | FRONT 2X8X2.5" CAGE | 50 | Small parts | Mechanical | ['FIT' 'MW' 'WST'] | KABE | 0 | Material
C26361-K644-C789 | 10601820688 | C26361-K644-C789 | C26361-K644-C789 | C26361-K644-C789 | 4X3.5"- CAGE FRONTPLATE | 80 | Small parts | Mechanical | ['FIT' 'MW' 'WST'] | KABE | 0 | Material
C26361-K644-C790 | 10601820689 | C26361-K644-C790 | C26361-K644-C790 |  | 2X4X3.5"- CAGE FRONTPLATE | 50 | Small parts | Mechanical | ['FIT' 'MW' 'WST'] | KABE | 0 | Material
C26361-K644-C854 | 10601585461 | C26361-K644-C854 | C26361-K644-C854 | C26361-K644-C854 | DAT/RDX ADAPTER | 50 | Small parts | Mechanical | ['FIT' 'MW' 'WST'] | KABE | 0 | Material
C26361-K644-C856 |  |  |  |  | METAL HOLDER K1 |  | Small parts | Mechanical | ['FIT'] |  | 0 | Material
C26361-K644-C860 |  |  |  |  | METAL HOLDER K2 |  | Small parts | Mechanical | ['FIT'] |  | 0 | Material
C26361-K644-C921 |  |  |  |  | COVER 3.5 CAGE |  | Small parts | Mechanical | ['FIT'] |  | 0 | Material
C26361-K644-C933 | 10601464861 | C26361-K644-C933 | C26361-K644-C933 | C26361-K644-C933 | SHIELD 5.25" | 80 | Small parts | Mechanical | ['FIT' 'MW' 'WST'] | KABE | 0 | Material
C26361-K644-C970 | 10601528276 | C26361-K644-C970 | C26361-K644-C970 | C26361-K644-C970 | FBU HOLDER | 50 | Small parts | Mechanical | ['FIT' 'MW' 'WST'] | KABE | 0 | Material
C26361-K644-Z111 | 10602478064 | C26361-K644-Z111 |  |  | AIRCHANNEL RED. WITH FANS | 50 | Others | Others | ['FIT'] | KABE | 0 | Material
C26361-K644-Z133 |  |  |  |  | TX300S7 OP PANEL |  | Others | Others | ['FIT'] |  | 0 | Material
C26361-K644-Z140 |  |  |  |  | BD-OP PANEL |  | Others | Others | ['FIT'] |  | 0 | Material
C26361-K644-Z245 | 10602192173 | C26361-K644-Z245 |  |  | FAN BRIGDE LC COMPLETE | 80 | Others | Others | ['FIT' 'WST'] | KABE | 0 | Material
C26361-K644-Z546 | 10601840701 | C26361-K644-Z546 |  |  | FAN MODULE HP | 80 | Cooling | FAN | ['FIT'] | KABE | 0 | Material
C26361-K644-Z557 |  |  |  |  | FRONT PANEL |  | Others | Others | ['FIT'] |  | 0 | Material
C26361-K644-Z590 | 10601831642 | C26361-K644-Z590 |  |  | OPERATION PANEL COMPL. | 80 | Others | Others | ['FIT'] | KABE | 0 | Material
C26361-K644-Z598 | 10601848154 | C26361-K644-Z598 |  | C26361-K644-Z598 | OPERATION PANEL COMPL. ID | 80 | Others | Others | ['FIT' 'WST'] | KABE | 0 | Material
C26361-K644-Z833 |  |  |  |  | IA-EOL |  | Others | Others | ['FIT'] |  | 0 | Material
C26361-K644-Z920 |  |  |  |  | SAS/SATA-BOX 2H |  | Small parts | Mechanical | ['FIT'] |  | 0 | Material
C26361-K644-Z976 |  |  |  |  | 8*2.5" SAS BOX |  | Small parts | Mechanical | ['FIT'] |  | 0 | Material
C26361-K644-Z980 |  |  |  |  | 4HDD+ODD CAGE A |  | Others | Others | ['FIT'] |  | 0 | Material
C26361-K655-B43 |  |  |  |  | DRIVE_ADAP.CPL |  | Small parts | Mechanical | ['FIT'] |  | 0 | Material
C26361-K655-B46 | 10601821478 | C26361-K655-B46 | C26361-K655-B46 | C26361-K655-B46 | DRIVE_ADAP.CPL BK | 50 | Small parts | Mechanical | ['MW' 'WST'] | KABE | 0 | Material
C26361-K666-B28 |  |  |  |  | DUMMY CDR,S-BK |  | Small parts | Mechanical | ['FIT'] |  | 0 | Material
C26361-K666-C44 | 10600303950 | C26361-K666-C44 |  | C26361-K666-C44 | L-BRACKET, SLOT | 50 | Small parts | Mechanical | ['FIT' 'WST'] | KABE | 0 | Material
C26361-K835-B454 |  |  |  |  | UP DOOR TX140 |  | Small parts | Mechanical | ['FIT'] |  | 0 | Material
C63L-1880-0083 |  |  |  |  | EOL/ï½ºï¾ˆï½¸ï¾€ |  | Small parts | Small parts | ['FIT'] |  | 0 | Material
C63L-2130-0011 |  |  |  |  | EOL/ï½ºï¾ˆï½¸ï¾€ |  | Small parts | Small parts | ['FIT'] |  | 0 | Material
C63L-2190-0012 |  |  |  |  | EOL/ï½ºï¾ˆï½¸ï¾€ |  | Small parts | Small parts | ['FIT'] |  | 0 | Material
C63L-2840-0057 |  |  |  |  | ï½ºï¾ˆï½¸ï¾€ |  | Small parts | Small parts | ['FIT'] |  | 0 | Material
C63L-4770-0025 |  |  |  |  | ï½ºï¾ˆï½¸ï¾€(SMT)(EOL) |  | Small parts | Small parts | ['FIT'] |  | 0 | Material
C98L-2010-0179 |  |  |  |  | ï¾˜ï¾‹ï¾Ÿ-ï¾„ï¾€ï½² |  | Small parts | Small parts | ['FIT'] |  | 0 | Material
CA00050-1890 |  |  |  |  | FJ LOGO MARK |  | Small parts | Logo | ['FIT'] |  | 0 | Material
CA00050-1891 |  |  |  |  | INFI MARK |  | Small parts | Logo | ['FIT'] |  | 0 | Material
CA00395-0010 | 10602748751 | CA00395-0010 |  | CA00395-0010 | FRU INFO SETTING | 50 |  |  | ['WST'] | KABE | 3 | no material | Programmierinformation
CA00395-0011 | 10602748814 | CA00395-0011 |  | CA00395-0011 | MEMORY MARK | 50 |  |  | ['WST'] | KABE | 3 | no material | Programmierinformation
CA00395-0013 | 10602748816 | CA00395-0013 |  | CA00395-0013 | IRMC AVR ENABLED | 50 |  |  | ['WST'] | KABE | 3 | no material | Programmierinformation
CA00395-0014 | 10602748817 | CA00395-0014 |  | CA00395-0014 | ELCM SW LOAD | 50 |  |  | ['WST'] | KABE | 3 | no material | Programmierinformation
CA00395-0025 | 10603486400 | CA00395-0025 |  | CA00395-0025 | ATD40 SETTING | 50 |  |  | ['WST'] | KABE | 3 | no material | Programmierinformation
CA00395-0026 | 10603486401 | CA00395-0026 |  |  | ATD45 SETTING | 50 |  |  | ['WST'] | KABE | 3 | no material | Programmierinformation
CA00395-0027 | 10603486402 | CA00395-0027 |  | CA00395-0027 | CTD30 SETTING | 50 |  |  | ['WST'] | KABE | 3 | no material | Programmierinformation
CA00395-0028 | 10603486403 | CA00395-0028 |  | CA00395-0028 | CTD25 SETTING | 50 | Software | Software | ['WST'] | KABE | 3 | no material | Programmierinformation
CA00395-0030 | 10602748819 | CA00395-0030 |  | CA00395-0030 | CONDITIONAL PART | 50 |  |  | ['WST'] | KABE | 3 | no material | Programmierinformation
CA00395-0031 | 10602748984 | CA00395-0031 |  | CA00395-0031 | DUMMY PART_FTS USED(NO ACTION FOR WST) | 50 |  |  | ['WST'] | KABE | 3 | no material | Programmierinformation
CA00395-0051 | 10602786440 | CA00395-0051 |  | CA00395-0051 | PRESET RAID | 50 |  |  | ['WST'] | KABE | 3 | no material | Programmierinformation
CA00395-0052 | 10603290605 | CA00395-0052 |  | CA00395-0052 | PRESET RAID FOR LINUX | 50 |  |  | ['WST'] | KABE | 3 | no material | Programmierinformation
CA00395-0060 | 10603500193 | CA00395-0060 |  | CA00395-0060 | MEMORY NORMAL MODE SETTING | 50 |  |  | ['WST'] | KABE | 3 | no material | Programmierinformation
CA00395-0061 | 2013565742 |  |  | CA00395-0061 | MEMORY MIRRORING MODE SETTING |  | Software | Software | ['WST'] |  | 3 | instruction
CA00395-0101 | 10602748820 | CA00395-0101 |  | CA00395-0101 | GPGPU CARD FW CHECK | 50 |  |  | ['WST'] | KABE | 3 | no material | Programmierinformation
CA00395-0102 |  |  |  |  | IB CARD FW CHECK |  | Software | Software | ['WST'] |  | 3 | no material
CA00395-0104 | 10602748823 | CA00395-0104 |  | CA00395-0104 | FC CARD(EMULEX) FW CHECK | 50 |  |  | ['WST'] | KABE | 3 | no material | Programmierinformation
CA00395-0106 | 10602748825 | CA00395-0106 |  | CA00395-0106 | RAID CARD FW CHECK | 50 |  |  | ['WST'] | KABE | 3 | no material | Programmierinformation
CA00395-0107 | 10602748826 | CA00395-0107 |  | CA00395-0107 | LAN CARD (INTEL) FW CHECK | 50 |  |  | ['WST'] | KABE | 3 | no material | Programmierinformation
CA00395-0108 | 10602748827 | CA00395-0108 |  | CA00395-0108 | LAN CARD (MELLANOX) FW CHECK | 50 |  |  | ['WST'] | KABE | 3 | no material | Programmierinformation
CA00395-0109 | 10602748828 | CA00395-0109 |  | CA00395-0109 | LAN_FC CARD(QLOGIC) FW CHECK | 50 |  |  | ['WST'] | KABE | 3 | no material | Programmierinformation
CA00395-0113 |  |  |  |  | MEMORY FW CHECK |  |  |  | ['WST'] |  | 3 | no material
CA00395-0121 | 10602826152 | CA00395-0121 |  | CA00395-0121 | WRITE SLP | 50 |  |  | ['WST'] | KABE | 3 | no material | Programmierinformation
CA00395-0122 | 10602927639 | CA00395-0122 |  | CA00395-0122 | LAN CARD (INTEL) FW CHECK | 50 |  |  | ['WST'] | KABE | 3 | no material | Programmierinformation
CA00395-0123 | 10602926928 | CA00395-0123 |  | CA00395-0123 | LAN CARD (MELLANOX) FW CHECK | 50 |  |  | ['WST'] | KABE | 3 | no material | Programmierinformation
CA00395-0124 | 10602926930 | CA00395-0124 |  | CA00395-0124 | FC CARD (BROADCOM) FW CHECK | 50 |  |  | ['WST'] | KABE | 3 | no material | Programmierinformation
CA00395-0125 | 10602927635 | CA00395-0125 |  | CA00395-0125 | FC CARD (MARVELL) FW CHECK | 50 |  |  | ['WST'] | KABE | 3 | no material | Programmierinformation
CA00395-0131 | 10602961105 | CA00395-0131 |  | CA00395-0131 | MCHP RAID FW CHECK | 50 |  |  | ['WST'] | KABE | 3 | no material | Programmierinformation
CA00395-0132 | 10603149104 | CA00395-0132 |  | CA00395-0132 | TPM FW CHECK | 50 |  |  | ['WST'] | KABE | 3 | no material | Programmierinformation
CA00395-0133 | 10603149105 | CA00395-0133 |  | CA00395-0133 | TPM_PROVISIONING | 50 |  |  | ['WST'] | KABE | 3 | no material | Programmierinformation
CA00395-0140 | 10603020604 | CA00395-0140 |  | CA00395-0140 | FW UPDATE FOR WINDOWS TEST ENVIRONMENT | 50 |  |  | ['WST'] | KABE | 3 | no material | Programmierinformation
CA00395-0141 | 10603020605 | CA00395-0141 |  | CA00395-0141 | FW UPDATE FOR LINUX TEST ENVIRONMENT | 50 |  |  | ['WST'] | KABE | 3 | no material | Programmierinformation
CA00395-0142 | 10603371984 | CA00395-0142 |  | CA00395-0142 | FW UPDATE FOR LINUX TEST ENVIRONMENT_2 | 50 |  |  | ['WST'] | KABE | 3 | no material | Programmierinformation
CA00395-0152 | 2013660368 |  |  | CA00395-0152 | BIOS/IRMC FW UPDATE |  | Software | Software | ['WST'] |  | 3 | information
CA00395-0201 | 10602748830 | CA00395-0201 |  | CA00395-0201 | BRACKET ASSEMBLED | 50 |  |  | ['WST'] | KABE | 3 | no material | Programmierinformation
CA00395-0202 | 10602765655 | CA00395-0202 |  | CA00395-0202 | CARRIER ASSEMBLED | 50 |  |  | ['WST'] | KABE | 3 | no material | Programmierinformation
CA00395-0203 |  |  |  |  | INSTALL TO CHASSIS |  |  |  | ['WST'] |  | 3 | no material
CA00395-0205 | 10602760289 | CA00395-0205 |  | CA00395-0205 | ORIGINAL PACKAGING USED (CA00395-0205) | 50 | Others | Others | ['WST'] | KABE | 0 | Material
CA00395-0206 | 10602825404 | CA00395-0206 |  | CA00395-0206 | ASSEMBLY | 50 |  |  | ['WST'] | KABE | 3 | no material | Programmierinformation
CA00395-0207 | 10602840364 | CA00395-0207 |  | CA00395-0207 | NORMAL PACKING (CA00395-0207) | 50 | Software | Software | ['WST'] | KABE | 3 | no material | Programmierinformation
CA00395-0208 | 10602840365 | CA00395-0208 |  | CA00395-0208 | HAND PACKING (CA00395-0208) | 50 | Software | Software | ['WST'] | KABE | 0 | Material
CA00395-0209 | 10602840366 | CA00395-0209 |  | CA00395-0209 | ENVELOPE PACKING (CA00395-0209) | 50 | Software | Software | ['WST'] | KABE | 3 | no material | Programmierinformation
CA00395-0210 | 10602840367 | CA00395-0210 |  | CA00395-0210 | TWIST PACK METHOD (CA00395-0210) | 50 | Software | Software | ['WST'] | KABE | 0 | Material
CA00395-0211 | 10602840368 | CA00395-0211 |  | CA00395-0211 | RASTER PACK METHOD | 50 | Software | Software | ['WST'] | KABE | 3 | no material | Programmierinformation
CA00395-0212 | 10602840369 | CA00395-0212 |  | CA00395-0212 | KORRVU PACK METHOD (CA00395-0212) | 50 | Software | Software | ['WST'] | KABE | 3 | no material | Programmierinformation
CA00395-0213 | 10602840370 | CA00395-0213 |  | CA00395-0213 | CUSHION PACK METHOD (CA00395-0213) | 50 | Software | Software | ['WST'] | KABE | 0 | Material
CA00395-0214 | 10602840371 | CA00395-0214 |  | CA00395-0214 | PADPAK PACK METHOD (CA00395-0214) | 50 | Software | Software | ['WST'] | KABE | 0 | Material
CA00395-0215 | 10602842237 | CA00395-0215 |  | CA00395-0215 | BULK PACK METHOD | 50 |  |  | ['WST'] | KABE | 3 | no material | Programmierinformation
CA00395-0217 | 10603028954 | CA00395-0217 |  | CA00395-0217 | PACK METHOD FOR MB S/P | 50 |  |  | ['WST'] | KABE | 3 | no material | Programmierinformation
CA00395-0219 | 10603145726 | CA00395-0219 |  | CA00395-0219 | SEALING TAPE(FOR COST) | 50 |  |  | ['WST'] | KABE | 3 | no material | Programmierinformation
CA00395-0222 |  |  |  |  | OPTION ASSEMBLY |  |  |  | ['WST'] |  | 3 | no material
CA00395-0302 | 2012945823 |  |  | CA00395-0302 | BULK PACKAGE QTY 8 PCS/BOX |  | Others | Others | ['WST'] |  | 3 | no material
CA00395-0303 | 10602880417 | CA00395-0303 |  | CA00395-0303 | BULK PACKAGE QTY 10 PCS/BOX | 50 | Others | Others | ['WST'] | KABE | 3 | no material | Programmierinformation
CA00395-0304 | 10602880418 | CA00395-0304 |  | CA00395-0304 | BULK PACKAGE QTY 20 PCS/BOX | 50 | Others | Others | ['WST'] | KABE | 3 | no material | Programmierinformation
CA00395-0305 | 10602880419 | CA00395-0305 |  | CA00395-0305 | BULK PACKAGE QTY 25 PCS/BOX | 50 | Others | Others | ['WST'] | KABE | 3 | no material | Programmierinformation
CA00395-1008 |  |  |  |  | SPEC FOR FRMS-374 |  |  |  | ['WST'] |  | 3 | no material
CA01006-0031 |  |  |  |  | ï¾˜ï¾ï½³ï¾‘ï¾ƒï¾žï¾ï¾ |  | Small parts | Battery | ['FIT'] |  | 0 | Material
CA01006-0033 |  |  |  |  | ï¾ƒï¾žï¾ï¾ |  | Small parts | Small parts | ['FIT'] |  | 0 | Material
CA01022-0720 |  |  |  |  | PSU |  | Small parts | PSU | ['FIT'] |  | 0 | Material
CA05950-1146 |  |  |  |  | ACï½¾ï¾ï½»ï½°ï¾•ï¾†ï¾‚ï¾„ |  | Small parts | Small parts | ['FIT'] |  | 0 | Material
CA05950-1280 |  |  |  |  | SW BLADE(10Gbps |  | Small parts | Blade option | ['FIT'] |  | 0 | Material
CA05950-1350 |  |  |  |  | EOL/FAN UNIT |  | Small parts | Fan | ['FIT'] |  | 0 | Material
CA05950-1414 |  |  |  |  | IA-EOL |  | Small parts | Battery | ['FIT'] |  | 0 | Material
CA05950-1456 |  |  |  |  | PSU(DELTA) |  | Small parts | PSU | ['FIT'] |  | 0 | Material
CA05950-1475 | 10601911846 | CA05950-1475 |  |  | FJ BATTERY UNIT | 50 | Small parts | Battery | ['FIT'] | KABE | 0 | Material
CA05950-1475ï½»ï¾žï¾ï½»ï¾žï½² |  |  |  |  | FJBU_M2_ï½»ï¾žï¾ï½»ï¾žï½² |  | Small parts | Small parts | ['FIT'] |  | 0 | Material
CA05950-1498 |  |  |  |  | 12V Passthrough |  | Small parts | Small parts | ['FIT'] |  | 0 | Material
CA05950-1581 | 10601899821 | CA05950-1581 | CA05950-1581 | CA05950-1581 | RMK F1 SLIDE-IN | 50 | Small parts | Mechanical | ['FIT' 'MW' 'WST'] | KABE | 0 | Material
CA05950-1582 | 10601894320 | CA05950-1582 | CA05950-1582 |  | PIB EP 100GB 1 PORT EDR | 50 | IO card | InfiniBand Device | ['FIT' 'MW'] | KABE | 0 | Material
CA05950-1583 | 10601894319 | CA05950-1583 | CA05950-1583 |  | PIB EP 100GB 2 PORT EDR | 50 | IO card | InfiniBand Device | ['FIT' 'MW'] | KABE | 0 | Material
CA05950-1787 |  |  |  |  | IB OCP CARD |  | IO card | IB card | ['FIT'] |  | 0 | Material
CA05950-1821 | 10602498299 | CA05950-1821 |  | CA05950-1821 | PIB EP 100GB 1 PORT EDR CONNEXTX-5 | 75 | IO card | InfiniBand Device | ['FIT' 'WST'] | KABE | 0 | Material
CA05950-1822 | 10602498300 | CA05950-1822 |  | CA05950-1822 | PIB EP 100GB 2 PORT EDR CONNEXTX-5 | 75 | IO card | InfiniBand Device | ['FIT' 'WST'] | KABE | 0 | Material
CA05950-1823 |  |  |  |  | IB OCP CARD |  | IO card | IB card | ['FIT'] |  | 0 | Material
CA05950-1834 |  |  |  |  | RX2530 M4 MB |  | Small parts | Small parts | ['FIT'] |  | 0 | Material
CA05950-1836 |  |  |  |  | SysB RX2530 WST |  | Small parts | Small parts | ['FIT'] |  | 0 | Material
CA05950-1837 |  |  |  |  | SYB C236/KABYLAKE |  | Small parts | Systemboard | ['FIT'] |  | 0 | Material
CA05950-1850 | 10602564244 | CA05950-1850 |  | CA05950-1850 | PIB EP 100GB 1 PORT EDR CONNEXTX-6 | 80 | IO card | InfiniBand Device | ['FIT' 'WST'] | KABE | 0 | Material
CA05950-1851 | 10602620664 | CA05950-1851 |  | CA05950-1851 | PIB EP 100GB 2 PORT EDR CONNEXTX-6 | 80 | IO card | InfiniBand Device | ['FIT' 'WST'] | KABE | 0 | Material
CA05950-1884 |  |  |  |  | ï½ºï¾ï½¾ï¾ï¾„BOX 100 JP |  | Small parts | Consent BOX | ['FIT'] |  | 0 | Material
CA05950-1885 |  |  |  |  | ï½ºï¾ï½¾ï¾ï¾„BOX 200 JP |  | Small parts | Consent BOX | ['FIT'] |  | 0 | Material
CA05950-1896 |  |  |  |  | DDR4LR64GB_26R4 |  | DIMM | DDR4 | ['FIT'] |  | 0 | Material
CA05950-1897 |  |  |  |  | IA-SERVER MCT |  | Small parts | Small parts | ['FIT'] |  | 0 | Material
CA05950-1922 | 10602743526 | CA05950-1922 |  |  | D3675 RX1330M4 | 80 | Small parts | Systemboard | ['FIT' 'WST'] | KABE | 0 | Material
CA05950-1923 | 10602726544 | CA05950-1923 | CA05950-1923 | CA05950-1923 | D3673-A11 TX1330M4 | 80 | Small parts | Systemboard | ['FIT' 'MW' 'WST'] | KABE | 0 | Material
CA05950-1971 | 10602664326 | CA05950-1971 | CA05950-1971 | CA05950-1971 | PIB EP 200GB 1 PORT HDR CONNEXTX-6 | 50 | IO card | InfiniBand Device | ['FIT' 'MW' 'WST'] | KABE | 0 | Material
CA05950-1972 | 10602664327 | CA05950-1972 |  | CA05950-1972 | PIB EP 200GB 2 PORT HDR CONNEXTX-6 | 50 | IO card | InfiniBand Device | ['FIT' 'WST'] | KABE | 0 | Material
CA05950-1972Z |  |  |  |  | DP IB HCA 200Gb |  | Small parts | Small parts | ['FIT'] |  | 0 | Material
CA05950-1978 | 10602742984 | CA05950-1978 | CA05950-1978 | CA05950-1978 | D3383-B_RX2530 M5 | 80 | Small parts | Systemboard | ['FIT' 'MW' 'WST'] | KABE | 0 | Material
CA05950-1979 | 10602720986 | CA05950-1979 | CA05950-1979 | CA05950-1979 | D3384-B_RX2540 M5 | 80 | Small parts | Systemboard | ['FIT' 'MW' 'WST'] | KABE | 0 | Material
CA05950-1982 | 10602722626 | CA05950-1982 | CA05950-1982 | CA05950-1982 | PRAID EP400I | 50 | Others | Others | ['FIT' 'MW' 'WST'] | KABE | 0 | Material
CA05950-1983 | 10602722627 | CA05950-1983 | CA05950-1983 | CA05950-1983 | PRAID EP420I | 50 | IO card | RAID Controller Card | ['FIT' 'MW' 'WST'] | KABE | 0 | Material
CA05950-1984 | 10602722628 | CA05950-1984 |  | CA05950-1984 | PRAID EP420I SAFE STORE | 50 | IO card | RAID Controller Card | ['FIT' 'WST'] | KABE | 0 | Material
CA05950-1985 | 10602722505 | CA05950-1985 | CA05950-1985 | CA05950-1985 | PRAID CP400I | 50 | Others | Others | ['FIT' 'MW' 'WST'] | KABE | 0 | Material
CA05950-1986 | 10602722506 | CA05950-1986 | CA05950-1986 | CA05950-1986 | PSAS CP400I | 50 | Others | Others | ['FIT' 'MW' 'WST'] | KABE | 0 | Material
CA05950-1987 | 10602722507 | CA05950-1987 | CA05950-1987 | CA05950-1987 | PSAS CP403I | 50 | Others | Others | ['FIT' 'MW' 'WST'] | KABE | 0 | Material
CA05950-1988 | 10602722435 | CA05950-1988 |  | CA05950-1988 | D3390 RISER 1X16/8 | 50 | Others | Others | ['FIT' 'MW' 'WST'] | KABE | 0 | Material
CA05950-1989 | 10602737570 | CA05950-1989 |  | CA05950-1989 | D3391 RISER-2X8/1 | 50 | Others | Others | ['FIT' 'WST'] | KABE | 0 | Material
CA05950-1990 | 10602733455 | CA05950-1990 | CA05950-1990 | CA05950-1990 | OCP CARRIER CARD | 50 | Others | Others | ['FIT' 'MW' 'WST'] | KABE | 0 | Material
CA05950-1991 | 10602722629 | CA05950-1991 | CA05950-1991 | CA05950-1991 | SPI-TPM MODULE | 50 | Others | Others | ['FIT' 'MW' 'WST'] | KABE | 0 | Material
CA05950-1992 | 10602722624 | CA05950-1992 | CA05950-1992 | CA05950-1992 | PDUAL_CP200 | 50 | Others | Others | ['FIT' 'MW' 'WST'] | KABE | 0 | Material
CA05950-1994 | 10602732017 | CA05950-1994 | CA05950-1994 | CA05950-1994 | D3386_TX2550M5/RX | 80 | Small parts | Systemboard | ['FIT' 'MW' 'WST'] | KABE | 0 | Material
CA05950-1995 |  |  |  |  | D3383-B_RX2530 M5 OCP |  | Small parts | Systemboard | ['FIT'] |  | 0 | Material
CA05950-1996 |  |  |  |  | MB RX2530M4 MTC |  | MB | MB | ['FIT'] |  | 0 | Material
CA05950-1997 |  |  |  |  | MB RX253M4P MTC |  | MB | MB | ['FIT'] |  | 0 | Material
CA05950-2009 | 10602713062 | CA05950-2009 | CA05950-2009 | CA05950-2009 | RX2540M6_MB (WITHOUT PFR) | 75 | Small parts | Systemboard | ['FIT' 'MW' 'WST'] | KABE | 0 | Material
CA05950-2010 | 10602713061 | CA05950-2010 | CA05950-2010 | CA05950-2010 | RX2530M6 MAINBOARD | 75 | Small parts | Systemboard | ['FIT' 'MW' 'WST'] | KABE | 0 | Material
CA05950-2011 | 10602713172 | CA05950-2011 | CA05950-2011 | CA05950-2011 | RX2540_HSBP_8_2.5_SAS | 75 | Others | Others | ['FIT' 'MW' 'WST'] | KABE | 0 | Material
CA05950-2012 | 10602713173 | CA05950-2012 |  | CA05950-2012 | RX2540_HSBP_10_3.5_SAS | 75 | Others | Others | ['FIT' 'MW' 'WST'] | KABE | 0 | Material
CA05950-2013 | 10602713174 | CA05950-2013 | CA05950-2013 | CA05950-2013 | RX2540_HSBP_12_3.5_SAS | 75 | Others | Others | ['FIT' 'MW' 'WST'] | KABE | 0 | Material
CA05950-2018 | 10602713179 | CA05950-2018 |  | CA05950-2018 | RX25X0_HSBP_16_EDSFF | 75 | Others | Others | ['FIT' 'WST'] | KABE | 0 | Material
CA05950-2020 | 10602713181 | CA05950-2020 |  | CA05950-2020 | RX2540M6_ SAS EXPANDER_BD_40 | 75 | Others | Others | ['FIT' 'MW' 'WST'] | KABE | 0 | Material
CA05950-2026 | 10602713164 | CA05950-2026 | CA05950-2026 | CA05950-2026 | RX2530M6 HSBP_8_2.5_SAS | 75 | Others | Others | ['FIT' 'MW' 'WST'] | KABE | 0 | Material
CA05950-2028 | 10602713166 | CA05950-2028 | CA05950-2028 | CA05950-2028 | RX2530M6 HSBP_4_3.5_SAS | 75 | Others | Others | ['FIT' 'MW' 'WST'] | KABE | 0 | Material
CA05950-2030 | 10602713168 | CA05950-2030 | CA05950-2030 | CA05950-2030 | RX2530M6 SAS EXPANDER_24 | 75 | Others | Others | ['FIT' 'MW' 'WST'] | KABE | 0 | Material
CA05950-2033 | 10602713063 | CA05950-2033 | CA05950-2033 | CA05950-2033 | RX2540M6_MB (WITH PFR) | 75 | Small parts | Systemboard | ['FIT' 'MW' 'WST'] | KABE | 0 | Material
CA05950-2035 | 10602732475 | CA05950-2035 | CA05950-2035 | CA05950-2035 | 3.5" DUMMY HDD | 50 | Small parts | Mechanical | ['FIT' 'MW' 'WST'] | KABE | 0 | Material
CA05950-2036 | 10602783025 | CA05950-2036 |  | CA05950-2036 | RX4770M6_MB_TOP | 75 | Small parts | Systemboard | ['FIT' 'WST'] | KABE | 0 | Material
CA05950-2037 | 10602783026 | CA05950-2037 |  | CA05950-2037 | RX4770M6_MB_BTM | 75 | Small parts | Systemboard | ['FIT' 'MW' 'WST'] | KABE | 0 | Material
CA05950-2038 | 10602783027 | CA05950-2038 | CA05950-2038 | CA05950-2038 | RX4770M6_HSBP_8_2.5_COMBO | 75 | Others | Others | ['FIT' 'MW' 'WST'] | KABE | 0 | Material
CA05950-2041 | 10602783030 | CA05950-2041 |  | CA05950-2041 | RX4770M6_SAS_EXP_BOARD_24 | 75 | Others | Others | ['FIT' 'WST'] | KABE | 0 | Material
CA05950-2042 | 10602783031 | CA05950-2042 | CA05950-2042 | CA05950-2042 | RX4770M6_RETIMER_CARD | 50 | Others | Others | ['FIT' 'MW' 'WST'] | KABE | 0 | Material
CA05950-2043 | 10602783032 | CA05950-2043 |  | CA05950-2043 | RX4770M6_PDB | 75 | Others | Others | ['FIT' 'WST'] | KABE | 0 | Material
CA05950-2046 | 10602783033 | CA05950-2046 |  | CA05950-2046 | RX4770M6_RISER_L_X32 | 75 | Others | Others | ['FIT' 'WST'] | KABE | 0 | Material
CA05950-2047 | 10602783034 | CA05950-2047 |  | CA05950-2047 | RX4770M6_RISER_R_X32 | 75 | Others | Others | ['FIT' 'WST'] | KABE | 0 | Material
CA05950-2050 | 10602713189 | CA05950-2050 |  | CA05950-2050 | POWER MB TO 8X2.5"/4X3.5" HSBP | 75 | Cable | Cable | ['FIT' 'WST'] | KABE | 0 | Material
CA05950-2051 | 10602713190 | CA05950-2051 |  | CA05950-2051 | POWER MB TO INT. RAID RISER | 50 | Cable | Cable | ['FIT' 'WST'] | KABE | 0 | Material
CA05950-2052 | 10602713191 | CA05950-2052 |  | CA05950-2052 | POWER MB TO 10X2.5" HSBP OR POWER MB TO EDSFF HSBP | 75 | Cable | Cable | ['FIT' 'WST'] | KABE | 0 | Material
CA05950-2053 | 10602713192 | CA05950-2053 |  | CA05950-2053 | POWER MB TO EXPANDER | 75 | Cable | Cable | ['FIT' 'WST'] | KABE | 0 | Material
CA05950-2054 | 10602713194 | CA05950-2054 |  | CA05950-2054 | SIGNAL MB TO HSBP (OOB) | 75 | Cable | Cable | ['FIT' 'WST'] | KABE | 0 | Material
CA05950-2055 | 10602713193 | CA05950-2055 |  | CA05950-2055 | SIGNAL MB TO EDSFF HSBP (OOB) | 75 | Cable | Cable | ['FIT' 'WST'] | KABE | 0 | Material
CA05950-2056 | 10602713196 | CA05950-2056 |  | CA05950-2056 | SIGNAL MB TO EXPANDER (OOB) | 75 | Cable | Cable | ['FIT' 'WST'] | KABE | 0 | Material
CA05950-2057 | 10602713195 | CA05950-2057 | CA05950-2057 | CA05950-2057 | M_SASHD MB T HSBP_ONBD SATA/RR PCIE-HSBP | 75 | Cable | Cable | ['FIT' 'MW' 'WST'] | KABE | 0 | Material
CA05950-2058 | 10602713197 | CA05950-2058 | CA05950-2058 | CA05950-2058 | SLIM SAS X4 ONBD SATA TO HSBP/HDD0-7 | 75 | Cable | Cable | ['FIT' 'MW' 'WST'] | KABE | 0 | Material
CA05950-2059 | 10602713198 | CA05950-2059 | CA05950-2059 | CA05950-2059 | DATA INT. RAID HDD LED CABLE | 50 | Cable | Cable | ['FIT' 'MW' 'WST'] | KABE | 0 | Material
CA05950-2060 | 10602713199 | CA05950-2060 | CA05950-2060 | CA05950-2060 | SLIM SASX8 INT RAID TO EXPANDAR SMLINE1 | 50 | Cable | Cable | ['FIT' 'MW' 'WST'] | KABE | 0 | Material
CA05950-2061 | 10602713200 | CA05950-2061 |  | CA05950-2061 | SLIM SAS X4 EXPANDAR TO HSBP(EXPANDAR SLIMLINE2) | 75 | Cable | Cable | ['FIT' 'WST'] | KABE | 0 | Material
CA05950-2062 | 10602713201 | CA05950-2062 |  | CA05950-2062 | SLIM SAS X4 EXPANDAR TO HSBP(EXPANDAR SLIMLINE3/4) | 75 | Cable | Cable | ['FIT' 'WST'] | KABE | 0 | Material
CA05950-2063 | 10602713202 | CA05950-2063 | CA05950-2063 | CA05950-2063 | SLIM SAS X8 MB TO HSBP(MB SLIMLINE1) | 75 | Cable | Cable | ['FIT' 'MW' 'WST'] | KABE | 0 | Material
CA05950-2064 | 10602713203 | CA05950-2064 | CA05950-2064 | CA05950-2064 | SLIM SAS X8 MB TO HSBP(MB SLIMLINE2) | 75 | Cable | Cable | ['FIT' 'MW' 'WST'] | KABE | 0 | Material
CA05950-2065 | 10602713204 | CA05950-2065 | CA05950-2065 | CA05950-2065 | SLIM SAS X8 MB TO HSBP(MB SLIMLINE3) | 75 | Cable | Cable | ['FIT' 'MW' 'WST'] | KABE | 0 | Material
CA05950-2066 | 10602713205 | CA05950-2066 | CA05950-2066 | CA05950-2066 | SLIM SAS X8 MB TO HSBP(MB SLIMLINE4) | 75 | Cable | Cable | ['FIT' 'MW' 'WST'] | KABE | 0 | Material
CA05950-2067 | 10602713206 | CA05950-2067 | CA05950-2067 | CA05950-2067 | SLIM SAS X8 MB TO HSBP(MB SLIMLINE5) | 75 | Cable | Cable | ['FIT' 'MW' 'WST'] | KABE | 0 | Material
CA05950-2068 | 10602713207 | CA05950-2068 |  | CA05950-2068 | SLIM SAS X8 MB TO 1ST EDSFF BP | 75 | Cable | Cable | ['FIT' 'WST'] | KABE | 0 | Material
CA05950-2069 | 10602713208 | CA05950-2069 |  | CA05950-2069 | SLIM SAS X8 MB TO 2ND EDSFF BP | 75 | Cable | Cable | ['FIT' 'WST'] | KABE | 0 | Material
CA05950-2070 | 10602713209 | CA05950-2070 | CA05950-2070 | CA05950-2070 | SM TO HSBP(ONBOARD SATA TO HSBP HDD 8~9) | 75 | Cable | Cable | ['FIT' 'MW' 'WST'] | KABE | 0 | Material
CA05950-2071 | 10602713210 | CA05950-2071 | CA05950-2071 | CA05950-2071 | SLIM SAS X4 RAID CARD TO HSBP | 50 | Cable | Cable | ['FIT' 'MW' 'WST'] | KABE | 0 | Material
CA05950-2072 | 10602713211 | CA05950-2072 | CA05950-2072 | CA05950-2072 | SLIM SAS X4 RAID CARD TO HSBP | 50 | Cable | Cable | ['FIT' 'MW' 'WST'] | KABE | 0 | Material
CA05950-2073 | 10602713212 | CA05950-2073 | CA05950-2073 | CA05950-2073 | SLIM SASX8 REAR RD TO HSBP C2/C3-SSD8/9 | 50 | Cable | Cable | ['FIT' 'MW' 'WST'] | KABE | 0 | Material
CA05950-2075 | 10602713214 | CA05950-2075 | CA05950-2075 | CA05950-2075 | SLIM SASX8 RD TO HSBP INT RD C0C1-SSD8/9 | 50 | Cable | Cable | ['FIT' 'MW' 'WST'] | KABE | 0 | Material
CA05950-2076 | 10602713215 | CA05950-2076 |  | CA05950-2076 | SIGNAL MB TO RHSBP (OOB) | 50 | Cable | Cable | ['FIT' 'WST'] | KABE | 0 | Material
CA05950-2077 | 10602713216 | CA05950-2077 |  | CA05950-2077 | POWER MB TO RHSBP | 50 | Cable | Cable | ['FIT' 'WST'] | KABE | 0 | Material
CA05950-2079 | 10602713218 | CA05950-2079 | CA05950-2079 |  | SLIM SASX4 EXPANDAR TO RHSBP_SMLINE5 | 75 | Cable | Cable | ['FIT' 'MW' 'WST'] | KABE | 0 | Material
CA05950-2081 | 10602713220 | CA05950-2081 | CA05950-2081 | CA05950-2081 | SLIM SASX8 REAR RD TO HSBP(NVME SIGNAL) | 50 | Cable | Cable | ['FIT' 'MW' 'WST'] | KABE | 0 | Material
CA05950-2082 | 10602713221 | CA05950-2082 | CA05950-2082 | CA05950-2082 | SLIM SASX4 RAID TO RHSBP_SAS/SATA SIGNAL | 50 | Cable | Cable | ['FIT' 'MW' 'WST'] | KABE | 0 | Material
CA05950-2083 | 10602713222 | CA05950-2083 | CA05950-2083 | CA05950-2083 | ODD CABLE | 50 | Cable | Cable | ['FIT' 'MW' 'WST'] | KABE | 0 | Material
CA05950-2084 | 10602713223 | CA05950-2084 | CA05950-2084 | CA05950-2084 | FRONT VGA CABLE | 50 | Cable | Cable | ['FIT' 'MW' 'WST'] | KABE | 0 | Material
CA05950-2085 | 10602713224 | CA05950-2085 | CA05950-2085 | CA05950-2085 | RS232 CABLE (W/ 2X SCREWS) | 50 | Cable | Cable | ['FIT' 'MW' 'WST'] | KABE | 0 | Material
CA05950-2086 | 10602713225 | CA05950-2086 | CA05950-2086 | CA05950-2086 | HDD LED CABLE(INT. RAID RISER COUGAR5) | 50 | Cable | Cable | ['FIT' 'MW' 'WST'] | KABE | 0 | Material
CA05950-2091 | 10602713274 | CA05950-2091 | CA05950-2091 | CA05950-2091 | 4056 FAN MODULE- DUAL ROTOR | 50 | Cooling | FAN | ['FIT' 'MW' 'WST'] | KABE | 0 | Material
CA05950-2093 | 10602713297 | CA05950-2093 | CA05950-2093 | CA05950-2093 | REAR RS232 BRACKET | 50 | Small parts | Mechanical | ['FIT' 'MW' 'WST'] | KABE | 0 | Material
CA05950-2095 | 10602713299 | CA05950-2095 | CA05950-2095 | CA05950-2095 | DUMMY PSU | 50 | Small parts | Mechanical | ['FIT' 'MW' 'WST'] | KABE | 0 | Material
CA05950-2096 | 10602713300 | CA05950-2096 | CA05950-2096 | CA05950-2096 | DUMMY EDSFF | 75 | Small parts | Mechanical | ['FIT' 'MW' 'WST'] | KABE | 0 | Material
CA05950-2097 | 10602713301 | CA05950-2097 | CA05950-2097 | CA05950-2097 | RX2530 M6 FRONT BEZEL MODULE-FIXED KEY | 50 | Small parts | Mechanical | ['FIT' 'MW' 'WST'] | KABE | 0 | Material
CA05950-2099 | 10602713303 | CA05950-2099 | CA05950-2099 | CA05950-2099 | EDSFF CARRIER | 50 | Small parts | Mechanical | ['FIT' 'MW' 'WST'] | KABE | 0 | Material
CA05950-2101 | 10602713270 | CA05950-2101 | CA05950-2101 | CA05950-2101 | RX2530M6 EVAC HSK | 50 | Cooling | Heatsink | ['FIT' 'MW' 'WST'] | KABE | 0 | Material
CA05950-2102 | 10602713271 | CA05950-2102 | CA05950-2102 | CA05950-2102 | RX2530M6 1U HSK | 50 | Cooling | Heatsink | ['FIT' 'MW' 'WST'] | KABE | 0 | Material
CA05950-2103 | 10602713226 | CA05950-2103 |  | CA05950-2103 | REAR VGA CABLE | 50 | Cable | Cable | ['FIT' 'WST'] | KABE | 0 | Material
CA05950-2104 | 10602713227 | CA05950-2104 |  | CA05950-2104 | OOB REAR 2X/4X.2.5 BP SIGNAL CABLE(MB-2X/4X RHSBP) | 50 | Cable | Cable | ['FIT' 'WST'] | KABE | 0 | Material
CA05950-2105 | 10602713228 | CA05950-2105 |  | CA05950-2105 | OOB 10X/12X 3.5BP SIGNAL CABLE(MB-10X/12X 3.5HSBP) | 50 | Cable | Cable | ['FIT' 'WST'] | KABE | 0 | Material
CA05950-2106 | 10602713229 | CA05950-2106 |  | CA05950-2106 | OOB 16X2.5 BP SIGNAL CABLE(MB TO 16X2.5 HSBP) | 50 | Cable | Cable | ['FIT' 'WST'] | KABE | 0 | Material
CA05950-2107 | 10602713230 | CA05950-2107 |  | CA05950-2107 | OOB 24X 2.5 MIX BP SIGNAL CABLE(MB TO 24X 2.5 MIX) | 50 | Cable | Cable | ['FIT' 'WST'] | KABE | 0 | Material
CA05950-2108 | 10602713231 | CA05950-2108 |  | CA05950-2108 | OOB EDSFF SIGNAL CABLE(MB TO 16X EDSFF HSBP) | 75 | Cable | Cable | ['FIT' 'WST'] | KABE | 0 | Material
CA05950-2109 | 10602713232 | CA05950-2109 |  | CA05950-2109 | OOB EXP/SW BD SIGNAL CABLE (MB TO EXP BD/SW BD) | 75 | Cable | Cable | ['FIT' 'WST'] | KABE | 0 | Material
CA05950-2110 | 10602713233 | CA05950-2110 | CA05950-2110 | CA05950-2110 | PWR INT RAID RISER CBL_MB-INT RAID RISER | 50 | Cable | Cable | ['FIT' 'MW' 'WST'] | KABE | 0 | Material
CA05950-2111 | 10602713234 | CA05950-2111 |  | CA05950-2111 | POWER 2.5 BP CABLE(MB-16X2.5HSBP/24X MIX) | 75 | Cable | Cable | ['FIT' 'WST'] | KABE | 0 | Material
CA05950-2112 | 10602713235 | CA05950-2112 |  | CA05950-2112 | POWER 2.5/3.5/EDSFF BP CABLE(MB-HSBP) | 75 | Cable | Cable | ['FIT' 'WST'] | KABE | 0 | Material
CA05950-2113 | 10602713236 | CA05950-2113 |  | CA05950-2113 | POWER CABLE 1X6=>2X2 (MB TO EXPANDER BD_40) | 75 | Cable | Cable | ['FIT' 'WST'] | KABE | 0 | Material
CA05950-2114 | 10602713237 | CA05950-2114 |  | CA05950-2114 | POWER SWITCH BD CABLE (MB TO SWITCH BOARD_24_PCIE) | 75 | Cable | Cable | ['FIT' 'WST'] | KABE | 0 | Material
CA05950-2115 | 10602713238 | CA05950-2115 | CA05950-2115 | CA05950-2115 | DATA INT. RAID RISER CABLE (MB TO INT. RAID RISER) | 50 | Cable | Cable | ['FIT' 'MW' 'WST'] | KABE | 0 | Material
CA05950-2116 | 10602713239 | CA05950-2116 | CA05950-2116 | CA05950-2116 | INT. RAID TO EXP BD CBL INT.RAID-EXP BD | 50 | Cable | Cable | ['FIT' 'MW' 'WST'] | KABE | 0 | Material
CA05950-2117 | 10602713240 | CA05950-2117 | CA05950-2117 | CA05950-2117 | DATA 8X/10X/12X 3.5 INT. RAID CABLE | 50 | Cable | Cable | ['FIT' 'MW' 'WST'] | KABE | 0 | Material
CA05950-2118 | 10602713241 | CA05950-2118 | CA05950-2118 | CA05950-2118 | DATA RAID TO 2.5 BP CABLE | 50 | Cable | Cable | ['FIT' 'MW' 'WST'] | KABE | 0 | Material
CA05950-2119 | 10602713242 | CA05950-2119 | CA05950-2119 | CA05950-2119 | DATA MB SLIMLINE TO 8X2.5 BP CABLE | 50 | Cable | Cable | ['FIT' 'MW' 'WST'] | KABE | 0 | Material
CA05950-2120 | 10602713243 | CA05950-2120 | CA05950-2120 | CA05950-2120 | DATA MB SLIMLINE TO 8X2.5 BP CABLE | 50 | Cable | Cable | ['FIT' 'MW' 'WST'] | KABE | 0 | Material
CA05950-2121 | 10602713244 | CA05950-2121 | CA05950-2121 | CA05950-2121 | DATA 8X(2.5"/3.5") SATA ONBOARD CABLE | 75 | Cable | Cable | ['FIT' 'MW' 'WST'] | KABE | 0 | Material
CA05950-2122 | 10602713245 | CA05950-2122 | CA05950-2122 | CA05950-2122 | DATA EXP BD TO 3.5/2.5 BP CABLE | 75 | Cable | Cable | ['FIT' 'MW' 'WST'] | KABE | 0 | Material
CA05950-2123 | 10602713246 | CA05950-2123 | CA05950-2123 | CA05950-2123 | DATA EXP BD TO 3.5/2.5 BP CABLE | 75 | Cable | Cable | ['FIT' 'MW' 'WST'] | KABE | 0 | Material
CA05950-2124 | 10602713247 | CA05950-2124 |  | CA05950-2124 | DATA MB TO SWITCH BD CABLE (MB - SW BOARD_24_PCIE) | 75 | Cable | Cable | ['FIT' 'WST'] | KABE | 0 | Material
CA05950-2125 | 10602713248 | CA05950-2125 |  | CA05950-2125 | DATA MB TO 1ST/2ND ESDFF BP CABLE | 75 | Cable | Cable | ['FIT' 'WST'] | KABE | 0 | Material
CA05950-2126 | 10602713249 | CA05950-2126 |  | CA05950-2126 | DATA MB TO 3RD/4TH ESDFF BP CABLE | 75 | Cable | Cable | ['FIT' 'WST'] | KABE | 0 | Material
CA05950-2127 | 10602713250 | CA05950-2127 | CA05950-2127 | CA05950-2127 | DATA RAID TO 2.5/3.5 BP CABLE | 50 | Cable | Cable | ['FIT' 'MW' 'WST'] | KABE | 0 | Material
CA05950-2128 | 10602713251 | CA05950-2128 | CA05950-2128 | CA05950-2128 | DATA REAR RAID TO REAR 4XBP CABLE | 50 | Cable | Cable | ['FIT' 'MW' 'WST'] | KABE | 0 | Material
CA05950-2129 | 10602713252 | CA05950-2129 | CA05950-2129 | CA05950-2129 | RAID TO (2X/4X/8X 2.5" BP/EXP BD) CABLE | 50 | Cable | Cable | ['FIT' 'MW' 'WST'] | KABE | 0 | Material
CA05950-2130 | 10602713253 | CA05950-2130 | CA05950-2130 | CA05950-2130 | DATA REAR RAID TO 8X2.5" BP CABLE | 50 | Cable | Cable | ['FIT' 'MW' 'WST'] | KABE | 0 | Material
CA05950-2131 | 10602713254 | CA05950-2131 | CA05950-2131 | CA05950-2131 | RAID TO 8X 2.5 BP CBL REAR RAID-8X2.5 BP | 50 | Cable | Cable | ['FIT' 'MW' 'WST'] | KABE | 0 | Material
CA05950-2132 | 10602713255 | CA05950-2132 | CA05950-2132 | CA05950-2132 | REAR RAID TO 8X2.5 BP CBL_RAID-8X2.5 BP | 50 | Cable | Cable | ['FIT' 'MW' 'WST'] | KABE | 0 | Material
CA05950-2133 | 10602713256 | CA05950-2133 | CA05950-2133 | CA05950-2133 | DATA RE-TIMER TO REAR 2X/4X BP CABLE | 50 | Cable | Cable | ['FIT' 'MW' 'WST'] | KABE | 0 | Material
CA05950-2134 | 10602713257 | CA05950-2134 | CA05950-2134 | CA05950-2134 | DATA RE-TIMER TO REAR 4X BP CABLE | 75 | Cable | Cable | ['FIT' 'MW' 'WST'] | KABE | 0 | Material
CA05950-2135 | 10602713258 | CA05950-2135 | CA05950-2135 | CA05950-2135 | EXP BD TO REAR BP CBL EXP BD TO 2X RHSBP | 75 | Cable | Cable | ['FIT' 'MW' 'WST'] | KABE | 0 | Material
CA05950-2136 | 10602713259 | CA05950-2136 |  | CA05950-2136 | POWER REAR 4X2.5 BP CABLE (MB TO 4XRHSBP) | 50 | Cable | Cable | ['FIT' 'WST'] | KABE | 0 | Material
CA05950-2137 | 10602713260 | CA05950-2137 |  | CA05950-2137 | POWER REAR 2X2.5 BP CABLE (MB TO 2XRHSBP) | 50 | Cable | Cable | ['FIT' 'WST'] | KABE | 0 | Material
CA05950-2138 | 10602713261 | CA05950-2138 | CA05950-2138 | CA05950-2138 | POWER GPU PCIE SLOT9 CABLE | 50 | Cable | Cable | ['FIT' 'MW' 'WST'] | KABE | 0 | Material
CA05950-2139 | 10602713262 | CA05950-2139 | CA05950-2139 | CA05950-2139 | POWER GPU PCIE SLOT3 CABLE | 50 | Cable | Cable | ['FIT' 'MW' 'WST'] | KABE | 0 | Material
CA05950-2141 | 10602713264 | CA05950-2141 | CA05950-2141 | CA05950-2141 | FRONT VGA CABLE (MB TO FRONT VGA) | 50 | Cable | Cable | ['FIT' 'MW' 'WST'] | KABE | 0 | Material
CA05950-2142 | 10602713265 | CA05950-2142 | CA05950-2142 | CA05950-2142 | REAR RS232 CABLE(INTERNAL) | 50 | Cable | Cable | ['FIT' 'MW' 'WST'] | KABE | 0 | Material
CA05950-2143 | 10602713266 | CA05950-2143 |  | CA05950-2143 | ODD CABLE(MB TO ODD) | 50 | Cable | Cable | ['FIT' 'MW' 'WST'] | KABE | 0 | Material
CA05950-2144 | 10602713267 | CA05950-2144 | CA05950-2144 | CA05950-2144 | M_SASHD 4X_SATA7+6 CBL_RR RD-LTO SIG+PWR | 50 | Cable | Cable | ['FIT' 'MW' 'WST'] | KABE | 0 | Material
CA05950-2145 | 10602713268 | CA05950-2145 | CA05950-2145 | CA05950-2145 | USB4 TO RDX CABLE (MB TO RDX) | 50 | Cable | Cable | ['FIT' 'MW' 'WST'] | KABE | 0 | Material
CA05950-2146 | 10602713269 | CA05950-2146 | CA05950-2146 | CA05950-2146 | POWER RDX CABLE (MB TO RDX) | 50 | Cable | Cable | ['FIT' 'MW' 'WST'] | KABE | 0 | Material
CA05950-2152 | 10602713275 | CA05950-2152 | CA05950-2152 | CA05950-2152 | 6076 FAN MODULE- DUAL ROTOR | 50 | Cooling | FAN | ['FIT' 'MW' 'WST'] | KABE | 0 | Material
CA05950-2161 | 10602713312 | CA05950-2161 | CA05950-2161 | CA05950-2161 | RETIMER CARD MODULE | 50 | Small parts | Mechanical | ['FIT' 'MW' 'WST'] | KABE | 0 | Material
CA05950-2164 | 10602713315 | CA05950-2164 | CA05950-2164 | CA05950-2164 | RX2540 M6 FRONT BEZEL MODULE-FIXED KEY | 50 | Small parts | Mechanical | ['FIT' 'MW' 'WST'] | KABE | 0 | Material
CA05950-2165 | 10602713316 | CA05950-2165 | CA05950-2165 |  | RX2540 M6 FRONT BEZEL MODULE-RANDOM KEYS | 50 | Small parts | Mechanical | ['FIT' 'MW'] | KABE | 0 | Material
CA05950-2169 | 10602713320 | CA05950-2169 | CA05950-2169 | CA05950-2169 | RAIL KIT-BALL BEARING TYPE | 50 | Small parts | Mechanical | ['FIT' 'MW' 'WST'] | KABE | 0 | Material
CA05950-2170 | 10602713321 | CA05950-2170 | CA05950-2170 | CA05950-2170 | RAIL KIT-FRICTION TYPE | 50 | Small parts | Mechanical | ['FIT' 'MW' 'WST'] | KABE | 0 | Material
CA05950-2171 | 10602713322 | CA05950-2171 | CA05950-2171 | CA05950-2171 | CMA KIT (2U W/ EXTEND BRACKET,JOINT BKT) | 50 | Small parts | Mechanical | ['FIT' 'MW' 'WST'] | KABE | 0 | Material
CA05950-2173 | 10602713273 | CA05950-2173 | CA05950-2173 | CA05950-2173 | RX2540M6 2U HSK | 50 | Cooling | Heatsink | ['FIT' 'MW' 'WST'] | KABE | 0 | Material
CA05950-2175 | 10602732471 | CA05950-2175 | CA05950-2175 |  | RX2530 M6 FRONT BEZEL MODULE-RANDOM KEYS | 50 | Small parts | Mechanical | ['FIT' 'MW'] | KABE | 0 | Material
CA05950-2176 | 10602732472 | CA05950-2176 | CA05950-2176 | CA05950-2176 | CMA KIT (1U W/EXTEND BKT,JOINT BRACKET) | 50 | Small parts | Mechanical | ['FIT' 'MW' 'WST'] | KABE | 0 | Material
CA05950-2178 | 10602732476 | CA05950-2178 | CA05950-2178 | CA05950-2178 | PCIE RISER MODULE W/RISER_X16_LR-SLOT | 50 | Others | Others | ['FIT' 'MW' 'WST'] | KABE | 0 | Material
CA05950-2179 | 10602732477 | CA05950-2179 | CA05950-2179 | CA05950-2179 | PCIE RISER BRACKET MODULE W/RISER_X16_LR | 50 | Others | Others | ['FIT' 'MW' 'WST'] | KABE | 0 | Material
CA05950-2180 | 10602732478 | CA05950-2180 | CA05950-2180 | CA05950-2180 | PCIE RISER BRACKET MODULE W/RISER_X16_LR | 50 | Others | Others | ['FIT' 'MW' 'WST'] | KABE | 0 | Material
CA05950-2181 | 10602732479 | CA05950-2181 | CA05950-2181 | CA05950-2181 | PCIE RISER BRACKET MODULE W/RISER_X16_LR | 50 | Others | Others | ['FIT' 'MW' 'WST'] | KABE | 0 | Material
CA05950-2182 | 10602783067 | CA05950-2182 | CA05950-2182 | CA05950-2182 | DUMMY 2.5 HDD COVER (4 IN 1) | 50 | Small parts | Mechanical | ['FIT' 'MW' 'WST'] | KABE | 0 | Material
CA05950-2183 | 10602783068 | CA05950-2183 |  | CA05950-2183 | GPU AIR DUCT-R | 50 | Small parts | Mechanical | ['FIT' 'MW' 'WST'] | KABE | 0 | Material
CA05950-2184 | 10602783069 | CA05950-2184 | CA05950-2184 | CA05950-2184 | GPU AIR DUCT-L | 50 | Small parts | Mechanical | ['FIT' 'MW' 'WST'] | KABE | 0 | Material
CA05950-2185 | 10602783070 | CA05950-2185 | CA05950-2185 | CA05950-2185 | BEZEL | 50 | Small parts | Mechanical | ['FIT' 'MW' 'WST'] | KABE | 0 | Material
CA05950-2186 | 10602783071 | CA05950-2186 |  | CA05950-2186 | CPU CARRIER | 50 | Small parts | Mechanical | ['FIT' 'WST'] | KABE | 0 | Material
CA05950-2187 | 10602783038 | CA05950-2187 | CA05950-2187 | CA05950-2187 | SATA SIGNAL CABLE | 75 | Cable | Cable | ['FIT' 'MW' 'WST'] | KABE | 0 | Material
CA05950-2188 | 10602783039 | CA05950-2188 | CA05950-2188 | CA05950-2188 | EP5 PCIE SLIMLINE CABLE | 50 | Cable | Cable | ['FIT' 'MW' 'WST'] | KABE | 0 | Material
CA05950-2189 | 10602783040 | CA05950-2189 |  | CA05950-2189 | FRONT VGA CABLE | 75 | Cable | Cable | ['FIT' 'WST'] | KABE | 0 | Material
CA05950-2190 | 10602783041 | CA05950-2190 |  | CA05950-2190 | SATA ODD CABLE | 75 | Cable | Cable | ['FIT' 'WST'] | KABE | 0 | Material
CA05950-2191 | 10602783042 | CA05950-2191 |  | CA05950-2191 | PDB CABLE | 75 | Cable | Cable | ['FIT' 'WST'] | KABE | 0 | Material
CA05950-2192 | 10602783043 | CA05950-2192 |  | CA05950-2192 | UPI SIGNAL CABLE | 75 | Cable | Cable | ['FIT' 'WST'] | KABE | 0 | Material
CA05950-2193 | 10602783044 | CA05950-2193 |  | CA05950-2193 | GPU POWER CABLE | 50 | Cable | Cable | ['FIT' 'MW' 'WST'] | KABE | 0 | Material
CA05950-2195 | 10602783045 | CA05950-2195 |  | CA05950-2195 | HDD BP POWER CABLE | 50 | Cable | Cable | ['FIT' 'WST'] | KABE | 0 | Material
CA05950-2196 | 10602783046 | CA05950-2196 |  | CA05950-2196 | EXP POWER CABLE | 75 | Cable | Cable | ['FIT' 'WST'] | KABE | 0 | Material
CA05950-2197 | 10602783047 | CA05950-2197 |  | CA05950-2197 | EXP SIDEBAND CABLE | 75 | Cable | Cable | ['FIT' 'WST'] | KABE | 0 | Material
CA05950-2198 | 10602783048 | CA05950-2198 |  | CA05950-2198 | 8X/24X OOB CABLE | 75 | Cable | Cable | ['FIT' 'WST'] | KABE | 0 | Material
CA05950-2199 | 10602783049 | CA05950-2199 |  | CA05950-2199 | 16X OOB CABLE | 75 | Cable | Cable | ['FIT' 'WST'] | KABE | 0 | Material
CA05950-2200 | 10602783050 | CA05950-2200 | CA05950-2200 | CA05950-2200 | 8XSAS SLIMLINE CABLE | 50 | Cable | Cable | ['FIT' 'MW' 'WST'] | KABE | 0 | Material
CA05950-2201 | 10602783051 | CA05950-2201 |  | CA05950-2201 | ONB PCIE SLIMLI | 50 | Cable | Cable | ['FIT' 'WST'] | KABE | 0 | Material
CA05950-2202 | 10602783052 | CA05950-2202 |  | CA05950-2202 | ONB PCIE SLIMLI | 50 | Cable | Cable | ['FIT' 'WST'] | KABE | 0 | Material
CA05950-2203 | 10602783053 | CA05950-2203 |  | CA05950-2203 | 16XSAS SLIMLINE CABLE | 50 | Cable | Cable | ['FIT' 'WST'] | KABE | 0 | Material
CA05950-2204 | 10602783054 | CA05950-2204 |  | CA05950-2204 | SAS EXP SIGNAL CABLE | 75 | Cable | Cable | ['FIT' 'WST'] | KABE | 0 | Material
CA05950-2205 | 10602783055 | CA05950-2205 |  | CA05950-2205 | SAS EXP SIGNAL CABLE | 75 | Cable | Cable | ['FIT' 'WST'] | KABE | 0 | Material
CA05950-2206 | 10602783056 | CA05950-2206 |  | CA05950-2206 | ONB PCIE SLIMLI | 50 | Cable | Cable | ['FIT' 'WST'] | KABE | 0 | Material
CA05950-2207 | 10602783057 | CA05950-2207 |  | CA05950-2207 | RETIMER PCIE SL | 50 | Cable | Cable | ['FIT' 'WST'] | KABE | 0 | Material
CA05950-2208 | 10602783058 | CA05950-2208 | CA05950-2208 | CA05950-2208 | 24XSAS SLIMLINE CABLE | 75 | Cable | Cable | ['FIT' 'MW' 'WST'] | KABE | 0 | Material
CA05950-2209 | 10602783059 | CA05950-2209 |  | CA05950-2209 | ONB PCIE SLIMLINE CABLE | 75 | Cable | Cable | ['FIT' 'WST'] | KABE | 0 | Material
CA05950-2212 | 10602783060 | CA05950-2212 |  | CA05950-2212 | UPI SIDEBAND CABLE | 75 | Cable | Cable | ['FIT' 'WST'] | KABE | 0 | Material
CA05950-2214 | 10602783066 | CA05950-2214 | CA05950-2214 | CA05950-2214 | RX4770M6_FAN MODULE | 75 | Cooling | FAN | ['FIT' 'MW' 'WST'] | KABE | 0 | Material
CA05950-2215 | 10602783064 | CA05950-2215 | CA05950-2215 | CA05950-2215 | RX4770M6_CPU HEATSINK | 50 | Cooling | Heatsink | ['FIT' 'MW' 'WST'] | KABE | 0 | Material
CA05950-2216 | 10602783065 | CA05950-2216 |  |  | Liquid cooling module | 75 | Cooling | Heatsink | ['FIT'] | KABE | 0 | Material
CA05950-2217 | 10602783035 | CA05950-2217 | CA05950-2217 | CA05950-2217 | ASSY KIT HSBP_24_2.5 AND EXP_SWITCH BRD | 75 | Others | Others | ['FIT' 'MW' 'WST'] | KABE | 0 | Material
CA05950-2218 | 10602738376 | CA05950-2218 |  | CA05950-2218 | HSBP_24_2.5_PCIE KIT | 75 | Others | Others | ['FIT' 'WST'] | KABE | 0 | Material
CA05950-2219 | 10602752413 | CA05950-2219 | CA05950-2219 |  | RX2540M6_COP KIT | 75 | Others | Others | ['FIT' 'MW' 'WST'] | KABE | 0 | Material
CA05950-2220 | 10602783036 | CA05950-2220 | CA05950-2220 | CA05950-2220 | RX4770M6_COP_KIT (FRONT PANEL BOARD+FFC CABLE) | 50 | Others | Others | ['FIT' 'MW' 'WST'] | KABE | 0 | Material
CA05950-2243 | 10602783073 | CA05950-2243 | CA05950-2243 | CA05950-2243 | DUMMY OCP BKT | 50 | Small parts | Mechanical | ['FIT' 'MW' 'WST'] | KABE | 0 | Material
CA05950-2244 | 10602783062 | CA05950-2244 | CA05950-2244 | CA05950-2244 | POWER GPU V100S CONVERT CABLE | 50 | Cable | Cable | ['FIT' 'MW' 'WST'] | KABE | 0 | Material
CA05950-2245 | 10602927634 | CA05950-2245 |  |  | LC MODULE | 75 | Small parts | Mechanical | ['FIT'] | KABE | 0 | Material
CA05950-2246 | 10602927638 | CA05950-2246 |  |  | LC MODULE | 50 | Small parts | Mechanical | ['FIT'] | KABE | 0 | Material
CA05950-2250 | 10602895127 | CA05950-2250 | CA05950-2250 | CA05950-2250 | RX2530M6 COP KIT | 75 | Others | Others | ['FIT' 'MW' 'WST'] | KABE | 0 | Material
CA05950-2251 | 10602902766 | CA05950-2251 | CA05950-2251 | CA05950-2251 | FBU CABLE (REAR PCIE SLOT 2/3 COUGAR5) | 50 | Cable | Cable | ['FIT' 'MW' 'WST'] | KABE | 0 | Material
CA05950-2255 |  |  |  |  | PRAID EP400I |  | Others | Others | ['FIT'] |  | 0 | Material
CA05950-2256 | 10602877646 | CA05950-2256 | CA05950-2256 | CA05950-2256 | PRAID EP420I | 50 | Others | Others | ['FIT' 'MW' 'WST'] | KABE | 0 | Material
CA05950-2257 |  |  |  |  | PRAID EP420I SED |  | Others | Others | ['FIT'] |  | 0 | Material
CA05950-2258 | 10602895128 | CA05950-2258 | CA05950-2258 | CA05950-2258 | RX2530_HSBP_10_2.5_COMBO | 75 | Others | Others | ['FIT' 'MW' 'WST'] | KABE | 0 | Material
CA05950-2259 | 10602902765 | CA05950-2259 |  | CA05950-2259 | RX2530_RHSBP_2_2.5 | 50 | Others | Others | ['FIT' 'WST'] | KABE | 0 | Material
CA05950-2260 | 10602895129 | CA05950-2260 |  | CA05950-2260 | RISER_X16_LR | 75 | Others | Others | ['FIT' 'MW' 'WST'] | KABE | 0 | Material
CA05950-2261 | 10602895130 | CA05950-2261 |  | CA05950-2261 | RISER_X16_M | 75 | Others | Others | ['FIT' 'MW' 'WST'] | KABE | 0 | Material
CA05950-2262 | 10602895481 | CA05950-2262 | CA05950-2262 | CA05950-2262 | RX2540M6_HSBP_8_2.5_COMBO | 75 | Others | Others | ['FIT' 'MW' 'WST'] | KABE | 0 | Material
CA05950-2264 | 10602895009 | CA05950-2264 | CA05950-2264 | CA05950-2264 | RX2540_RHSBP_4_2.5 | 50 | Others | Others | ['FIT' 'MW' 'WST'] | KABE | 0 | Material
CA05950-2265 | 10602895010 | CA05950-2265 |  | CA05950-2265 | RX2540_RHSBP_2_2.5 | 50 | Others | Others | ['FIT' 'WST'] | KABE | 0 | Material
CA05950-2268 | 10602895011 | CA05950-2268 | CA05950-2268 | CA05950-2268 | RX25X0M6_INTERNAL_RAID_RISER | 50 | Others | Others | ['FIT' 'MW' 'WST'] | KABE | 0 | Material
CA05950-2269 | 10602902772 | CA05950-2269 | CA05950-2269 | CA05950-2269 | RX2540M6_RISER_X16_LR_GPU | 50 | Others | Others | ['FIT' 'MW' 'WST'] | KABE | 0 | Material
CA05950-2270 | 10602894988 | CA05950-2270 | CA05950-2270 | CA05950-2270 | RX2540M6_RISER_X16_LR | 50 | Others | Others | ['FIT' 'MW' 'WST'] | KABE | 0 | Material
CA05950-2271 | 10602894990 | CA05950-2271 | CA05950-2271 | CA05950-2271 | DATA EXP BD TO REAR BP CABLE | 75 | Cable | Cable | ['FIT' 'MW' 'WST'] | KABE | 0 | Material
CA05950-2289 | 10602847386 | CA05950-2289 | CA05950-2289 | CA05950-2289 | HDD LED CABLE_320 FOR COUGAR6/LYNX5 | 50 | Cable | Cable | ['FIT' 'MW' 'WST'] | KABE | 0 | Material
CA05950-2290 | 10602902764 | CA05950-2290 | CA05950-2290 | CA05950-2290 | REAR PCIE TO HSBP (COUGAR 6) | 50 | Others | Others | ['FIT' 'MW' 'WST'] | KABE | 0 | Material
CA05950-2291 | 10602894705 | CA05950-2291 | CA05950-2291 | CA05950-2291 | SLIM SASX8 RD TO RHSBP NVME SGL/COUGAR 6 | 50 | Cable | Cable | ['FIT' 'MW' 'WST'] | KABE | 0 | Material
CA05950-2292 | 10602894508 | CA05950-2292 | CA05950-2292 | CA05950-2292 | SLIM SAS X4 RAID CARD TO HSBP (COUGAR 6) | 50 | Cable | Cable | ['FIT' 'MW' 'WST'] | KABE | 0 | Material
CA05950-2294 | 10602894509 | CA05950-2294 | CA05950-2294 | CA05950-2294 | SLIM SAS X4 RAID CARD TO HSBP (COUGAR 6) | 50 | Cable | Cable | ['FIT' 'MW' 'WST'] | KABE | 0 | Material
CA05950-2295 | 10602894510 | CA05950-2295 | CA05950-2295 | CA05950-2295 | SM SASX4 Y CBL RD TO HSBP/RHSBP_COUGAR6 | 50 | Cable | Cable | ['FIT' 'MW' 'WST'] | KABE | 0 | Material
CA05950-2296 | 10602894511 | CA05950-2296 | CA05950-2296 | CA05950-2296 | SLIM SASX8 INT RAID TO EXPANDAR SMLINE1 | 50 | Cable | Cable | ['FIT' 'MW' 'WST'] | KABE | 0 | Material
CA05950-2297 | 10602894512 | CA05950-2297 | CA05950-2297 | CA05950-2297 | SLIM SAS X8 RAID CARD TO HSBP | 50 | Cable | Cable | ['FIT' 'MW' 'WST'] | KABE | 0 | Material
CA05950-2298 | 10602894513 | CA05950-2298 | CA05950-2298 | CA05950-2298 | SLIM SAS X8 REAR RAID TO HSBP | 50 | Cable | Cable | ['FIT' 'MW' 'WST'] | KABE | 0 | Material
CA05950-2300 | 10602894991 | CA05950-2300 | CA05950-2300 | CA05950-2300 | DATA COUGAR6 RAID TO 2.5"/3.5" BP CABLE | 50 | Cable | Cable | ['FIT' 'MW' 'WST'] | KABE | 0 | Material
CA05950-2301 | 10602894992 | CA05950-2301 | CA05950-2301 | CA05950-2301 | COUGAR6 RAID TO 8X HSBP OR 2X/4X RHSBP | 50 | Cable | Cable | ['FIT' 'MW' 'WST'] | KABE | 0 | Material
CA05950-2303 | 10602894993 | CA05950-2303 | CA05950-2303 | CA05950-2303 | INT COUGAR6 RD TO 8X2.5/3.5BP OR EXP BD | 50 | Cable | Cable | ['FIT' 'MW' 'WST'] | KABE | 0 | Material
CA05950-2304 | 10602895004 | CA05950-2304 | CA05950-2304 | CA05950-2304 | DATA COUGAR6 RAID TO (3RD 8X2.5" BP OR EXP BD) | 50 | Cable | Cable | ['FIT' 'MW' 'WST'] | KABE | 0 | Material
CA05950-2305 | 10602895005 | CA05950-2305 | CA05950-2305 | CA05950-2305 | COUGAR6 RAID TO 1ST 8X2.5" BP Y CABLE | 50 | Cable | Cable | ['FIT' 'MW' 'WST'] | KABE | 0 | Material
CA05950-2306 | 10602895006 | CA05950-2306 | CA05950-2306 | CA05950-2306 | COUGAR6 RD TO 8X2.5" BP OR 2X/4X RHSBP | 50 | Cable | Cable | ['FIT' 'MW' 'WST'] | KABE | 0 | Material
CA05950-2307 | 10602895007 | CA05950-2307 | CA05950-2307 | CA05950-2307 | REAR COUGAR6 RAID TO REAR 4XHSBP Y CABLE | 50 | Cable | Cable | ['FIT' 'MW' 'WST'] | KABE | 0 | Material
CA05950-2308 | 10603111575 | CA05950-2308 | CA05950-2308 | CA05950-2308 | RX2530M6 MAINBOARD PFR | 75 | Small parts | Systemboard | ['FIT' 'MW' 'WST'] | KABE | 0 | Material
CA05950-2309 | 10602894989 | CA05950-2309 | CA05950-2309 | CA05950-2309 | RX25X0M6_INTERNAL RAID RISER MODULE KIT | 50 | Others | Others | ['FIT' 'MW' 'WST'] | KABE | 0 | Material
CA05950-2310 | 10602895012 | CA05950-2310 | CA05950-2310 | CA05950-2310 | RX2540_RHSBP_2_2.5 MODULE KIT | 50 | Others | Others | ['FIT' 'MW' 'WST'] | KABE | 0 | Material
CA05950-2311 | 10602895013 | CA05950-2311 | CA05950-2311 | CA05950-2311 | RX2540_RHSBP_4_2.5 MODULE KIT | 50 | Others | Others | ['FIT' 'MW' 'WST'] | KABE | 0 | Material
CA05950-2312 | 10602895125 | CA05950-2312 | CA05950-2312 | CA05950-2312 | RX2540-EXPANDER MODUEL KIT | 75 | Others | Others | ['FIT' 'MW' 'WST'] | KABE | 0 | Material
CA05950-2319 |  |  |  |  | CBL_2.5HDD_MULT |  | Cable | Cable | ['FIT'] |  | 0 | Material
CA05950-2320 | 10602844357 | CA05950-2320 |  | CA05950-2320 | RX4770M6_MB_BTM PFR | 75 | Small parts | Systemboard | ['FIT' 'WST'] | KABE | 0 | Material
CA05950-2321 | 10602894504 | CA05950-2321 | CA05950-2321 | CA05950-2321 | RX2530M6-EXPANDER MODULE KIT | 75 | Others | Others | ['FIT' 'MW' 'WST'] | KABE | 0 | Material
CA05950-2322 | 10602894505 | CA05950-2322 | CA05950-2322 | CA05950-2322 | RX2530M6 INTERNAL RAID RISER MODULE KIT | 50 | Others | Others | ['FIT' 'MW' 'WST'] | KABE | 0 | Material
CA05950-2323 | 10602902769 | CA05950-2323 | CA05950-2323 | CA05950-2323 | RX2530M6_2X2.5"_RHSBP KIT | 50 | Others | Others | ['FIT' 'MW' 'WST'] | KABE | 0 | Material
CA05950-2324 | 10602902770 | CA05950-2324 | CA05950-2324 | CA05950-2324 | (FHHL)FULL HEIGHT PCIE RISER MODULE KIT | 50 | Others | Others | ['FIT' 'MW' 'WST'] | KABE | 0 | Material
CA05950-2425 | 10602894507 | CA05950-2425 | CA05950-2425 | CA05950-2425 | DUMMY FAN SPONGE | 75 | Small parts | Mechanical | ['FIT' 'MW' 'WST'] | KABE | 0 | Material
CA05950-2426 | 10602895008 | CA05950-2426 | CA05950-2426 | CA05950-2426 | DUMMY FAN SPONGE | 50 | Small parts | Mechanical | ['FIT' 'MW' 'WST'] | KABE | 0 | Material
CA05950-2429 |  |  |  |  | Power cord for |  | Small parts | Small parts | ['FIT'] |  | 0 | Material
CA05950-2430 | 10602902767 | CA05950-2430 | CA05950-2430 | CA05950-2430 | OCP DUMMY | 50 | Small parts | Mechanical | ['FIT' 'MW' 'WST'] | KABE | 0 | Material
CA05950-2431 | 10602892326 | CA05950-2431 |  | CA05950-2431 | PCIE HOLDER | 50 | Small parts | Mechanical | ['FIT' 'WST'] | KABE | 0 | Material
CA05950-2438 |  |  |  |  | CBL SATA 365 |  | Small parts | Small parts | ['FIT'] |  | 0 | Material
CA05950-2439 |  |  |  |  | CABLE SERIAL150 |  | Small parts | Cable | ['FIT'] |  | 0 | Material
CA05950-2456 | 10602945994 | CA05950-2456 |  | CA05950-2456 | CPU CARRIER FOR M6 | 50 | Small parts | Mechanical | ['FIT' 'WST'] | KABE | 0 | Material
CA05950-2459 |  |  |  |  | ï½ºï½¶ï¾žï¾€USBï½·ï½°ï¾Žï¾žï½°ï¾„ï¾ž |  | Small parts | Small parts | ['FIT'] |  | 0 | Material
CA05950-2461 |  |  |  |  | F.BEZEL_FRAME |  | Small parts | Mechanical | ['FIT'] |  | 0 | Material
CA05950-2462 | 10602959189 | CA05950-2462 |  | CA05950-2462 | REAR TOP COVER | 50 | Small parts | Mechanical | ['WST'] | KABE | 0 | Material
CA05950-2463 | 10602959190 | CA05950-2463 | CA05950-2463 | CA05950-2463 | FRONT TOP COVER | 50 | Small parts | Mechanical | ['MW' 'WST'] | KABE | 0 | Material
CA05950-2464 | 10602959191 | CA05950-2464 | CA05950-2464 | CA05950-2464 | FAN TOP COVER | 50 | Small parts | Mechanical | ['MW' 'WST'] | KABE | 0 | Material
CA05950-2469 | 10603013401 | CA05950-2469 | CA05950-2469 |  | RX2540M6_OCP RAILÂ KIT | 50 | Small parts | Mechanical | ['MW'] | KABE | 0 | Material
CA05950-2470 | 10603038408 | CA05950-2470 | CA05950-2470 | CA05950-2470 | SLIM SAS X4 RAID CARD TO HSBP(CP2100-8I) | 75 | Cable | Cable | ['FIT' 'MW' 'WST'] | KABE | 0 | Material
CA05950-2743 | 10603137173 | CA05950-2743 | CA05950-2743 | CA05950-2743 | SPI-TPM MODULE | 50 | Others | Others | ['FIT' 'MW' 'WST'] | KABE | 0 | Material
CA05950-2751 | 10603148425 | CA05950-2751 |  | CA05950-2751 | REAR TOP COVER | 75 | Small parts | Mechanical | ['FIT' 'WST'] | KABE | 0 | Material
CA05950-2752 | 10603148427 | CA05950-2752 |  | CA05950-2752 | FAN TOP COVER (ALL 2.5" SKU) | 50 | Small parts | Mechanical | ['FIT' 'WST'] | KABE | 0 | Material
CA05950-2754 | 10603148424 | CA05950-2754 |  | CA05950-2754 | REAR TOP COVER | 50 | Small parts | Mechanical | ['WST'] | KABE | 0 | Material
CA05950-2756 | 10603148222 | CA05950-2756 |  | CA05950-2756 | FAN TOP COVER (3.5") | 50 | Small parts | Mechanical | ['WST'] | KABE | 0 | Material
CA05950-2760 | 10603156398 | CA05950-2760 | CA05950-2760 |  | SAS CABLE FOR CP50XI/RX4770M5 | 50 | Cable | Cable | ['FIT' 'MW' 'WST'] | KABE | 0 | Material
CA05950-2811 | 10603298202 | CA05950-2811 | CA05950-2811 | CA05950-2811 | SSD(400GB) | 50 | HDD/SSD | SSD | ['FIT' 'MW' 'WST'] | KABE | 0 | Material
CA05950-2812 | 10603298203 | CA05950-2812 |  |  | SSD SAS3 WI 800GB SFF | 50 | HDD/SSD | SSD | ['FIT'] | KABE | 0 | Material
CA05950-2813 | 10603298234 | CA05950-2813 | CA05950-2813 | CA05950-2813 | SSD SAS3 WI 1.6TB SFF | 50 | HDD/SSD | SSD | ['FIT' 'MW' 'WST'] | KABE | 0 | Material
CA05950-2814 | 10603298235 | CA05950-2814 |  |  | SSD SAS3 WI 400GB SFF SED | 50 | HDD/SSD | SSD | ['FIT'] | KABE | 0 | Material
CA05950-2815 | 10603298236 | CA05950-2815 |  |  | SSD SAS3 WI 800GB SFF SED | 50 | HDD/SSD | SSD | ['WST'] | KABE | 0 | Material
CA05950-2816 | 10603298237 | CA05950-2816 |  | CA05950-2816 | SSD SAS3 WI 1.6TB SFF SED | 50 | HDD/SSD | SSD | ['MW' 'WST' 'FIT'] | KABE | 0 | Material
CA05950-2821 | 10603298238 | CA05950-2821 | CA05950-2821 | CA05950-2821 | SSD SAS3 MU 800GB SFF | 50 | HDD/SSD | SSD | ['FIT' 'MW' 'WST'] | KABE | 0 | Material
CA05950-2822 | 10603298239 | CA05950-2822 |  |  | SSD SAS3 MU 1.6TB SFF | 50 | HDD/SSD | SSD | ['FIT' 'MW' 'WST'] | KABE | 0 | Material
CA05950-2823 | 10603298240 | CA05950-2823 | CA05950-2823 | CA05950-2823 | SSD SAS3 MU 3.2TB SFF | 50 | HDD/SSD | SSD | ['FIT' 'MW' 'WST'] | KABE | 0 | Material
CA05950-2824 | 10603298241 | CA05950-2824 | CA05950-2824 | CA05950-2824 | SSD SAS3 MU 6.4TB SFF | 50 | HDD/SSD | SSD | ['FIT' 'MW' 'WST'] | KABE | 0 | Material
CA05950-2825 | 10603298242 | CA05950-2825 | CA05950-2825 | CA05950-2825 | SSD SAS3 RI 960GB SFF | 50 | HDD/SSD | SSD | ['FIT' 'MW' 'WST'] | KABE | 0 | Material
CA05950-2826 | 10603298243 | CA05950-2826 | CA05950-2826 | CA05950-2826 | SSD SAS3 RI 1.92TB SFF | 50 | HDD/SSD | SSD | ['FIT' 'MW' 'WST'] | KABE | 0 | Material
CA05950-2827 | 10603298244 | CA05950-2827 | CA05950-2827 |  | SSD SAS3 RI 3.84TB SFF | 50 | HDD/SSD | SSD | ['FIT' 'WST' 'MW'] | KABE | 0 | Material
CA05950-2828 | 10603298245 | CA05950-2828 | CA05950-2828 | CA05950-2828 | SSD SAS3 RI 7.68TB SFF | 50 | HDD/SSD | SSD | ['FIT' 'MW' 'WST'] | KABE | 0 | Material
CA05950-2829 | 10603298246 | CA05950-2829 | CA05950-2829 | CA05950-2829 | SSD SAS3 RI 15.3TB SFF | 50 | HDD/SSD | SSD | ['MW' 'WST' 'FIT'] | KABE | 0 | Material
CA05950-2851 | 10603350525 | CA05950-2851 | CA05950-2851 | CA05950-2851 | M.2 SATA 240GB MOI 5400PRO | 50 | HDD/SSD | SSD | ['FIT' 'MW' 'WST'] | KABE | 0 | Material
CA05950-2852 | 10603350526 | CA05950-2852 |  | CA05950-2852 | M.2 SATA 480GB MOI 5400PRO | 50 | HDD/SSD | SSD | ['FIT' 'MW' 'WST'] | KABE | 0 | Material
CA05950-2853 | 10603350527 | CA05950-2853 | CA05950-2853 | CA05950-2853 | M.2 SATA 960GB MOI 5400PRO | 50 | HDD/SSD | SSD | ['FIT' 'MW' 'WST'] | KABE | 0 | Material
CA05950-2861 | 10603298116 | CA05950-2861 |  | CA05950-2861 | SSD SAS4 WI 800GB SFF | 50 | HDD/SSD | SSD | ['FIT' 'MW' 'WST'] | KABE | 0 | Material
CA05950-2862 | 10603298117 | CA05950-2862 |  |  | SSD SAS4 WI 1.6TB SFF | 50 | HDD/SSD | SSD | ['FIT' 'MW' 'WST'] | KABE | 0 | Material
CA05950-2863 | 10603298118 | CA05950-2863 |  |  | SSD SAS4 WI 800GB SFF FIPS | 50 | HDD/SSD | SSD | ['FIT'] | KABE | 0 | Material
CA05950-2864 | 10603298119 | CA05950-2864 |  |  | SSD SAS4 WI 1.6TB SFF FIPS | 50 | HDD/SSD | SSD | ['FIT'] | KABE | 0 | Material
CA05950-2871 | 10603298097 | CA05950-2871 |  | CA05950-2871 | SSD SAS4 RI 1.92TB SFF | 50 | HDD/SSD | SSD | ['FIT' 'MW' 'WST'] | KABE | 0 | Material
CA05950-2872 | 10603298098 | CA05950-2872 |  | CA05950-2872 | SSD SAS4 RI 3.84TB SFF | 50 | HDD/SSD | SSD | ['FIT' 'MW' 'WST'] | KABE | 0 | Material
CA05950-2873 | 10603298099 | CA05950-2873 |  | CA05950-2873 | SSD SAS4 RI 7.68TB SFF | 50 | HDD/SSD | SSD | ['FIT' 'MW' 'WST'] | KABE | 0 | Material
CA05950-2874 | 10603298100 | CA05950-2874 |  |  | SSD SAS4 RI 15.36TB SFF | 50 | HDD/SSD | SSD | ['FIT' 'MW' 'WST'] | KABE | 0 | Material
CA05950-2875 | 10603298101 | CA05950-2875 |  |  | SSD SAS4 RI 7.68TB SFF FIPS | 50 | HDD/SSD | SSD | ['FIT'] | KABE | 0 | Material
CA05950-2876 | 10603298102 | CA05950-2876 |  |  | SSD SAS4 RI 15.36TB SFF FIPS | 50 | HDD/SSD | SSD | ['FIT'] | KABE | 0 | Material
CA05950-2877 | 10603298103 | CA05950-2877 |  | CA05950-2877 | SSD SAS4 MU 1.6TB SFF | 50 | HDD/SSD | SSD | ['FIT' 'MW' 'WST'] | KABE | 0 | Material
CA05950-2878 | 10603298114 | CA05950-2878 |  | CA05950-2878 | SSD SAS4 MU 3.2TB SFF | 50 | HDD/SSD | SSD | ['FIT' 'MW' 'WST'] | KABE | 0 | Material
CA05950-2879 | 10603298115 | CA05950-2879 |  |  | SSD SAS4 MU 6.4TB SFF | 50 | HDD/SSD | SSD | ['FIT' 'MW' 'WST'] | KABE | 0 | Material
CA05950-2881 | 10603436378 | CA05950-2881 |  | CA05950-2881 | SSD PCIE5 1.6TB MU SFF | 50 | HDD/SSD | SSD | ['FIT' 'WST'] | KABE | 0 | Material
CA05950-2882 | 10603436380 | CA05950-2882 |  | CA05950-2882 | SSD PCIE5 3.2TB MU SFF | 50 | HDD/SSD | SSD | ['FIT' 'MW' 'WST'] | KABE | 0 | Material
CA05950-2883 | 10603436381 | CA05950-2883 |  | CA05950-2883 | SSD PCIE5 6.4TB MU SFF | 50 | HDD/SSD | SSD | ['FIT' 'MW' 'WST'] | KABE | 0 | Material
CA05950-2884 | 10603436407 | CA05950-2884 |  |  | SSD PCIE5 12.8TB MU SFF | 50 | HDD/SSD | SSD | ['FIT'] | KABE | 0 | Material
CA05950-2885 | 10603436408 | CA05950-2885 |  | CA05950-2885 | SSD PCIE5 1.92TB RI SFF | 50 | HDD/SSD | SSD | ['FIT' 'MW' 'WST'] | KABE | 0 | Material
CA05950-2886 | 10603436409 | CA05950-2886 |  | CA05950-2886 | SSD PCIE5 3.84TB RI SFF | 50 | HDD/SSD | SSD | ['FIT' 'MW' 'WST'] | KABE | 0 | Material
CA05950-2887 | 10603436410 | CA05950-2887 |  | CA05950-2887 | SSD PCIE5 7.68TB RI SFF | 50 | HDD/SSD | SSD | ['FIT' 'MW' 'WST'] | KABE | 0 | Material
CA05950-2888 | 10603436411 | CA05950-2888 |  |  | SSD PCIE5 15.36TB RI SFF | 50 | HDD/SSD | SSD | ['FIT'] | KABE | 0 | Material
CA05950-2901 | 10603318918 | CA05950-2901 | CA05950-2901 | CA05950-2901 | HD 1TB LFF 5K4 ECO-SATA 512E | 50 | HDD/SSD | HDD | ['FIT' 'MW' 'WST'] | KABE | 0 | Material
CA05950-2902 | 10603318919 | CA05950-2902 | CA05950-2902 | CA05950-2902 | HD 2TB LFF 5K4 ECO-SATA 512E | 50 | HDD/SSD | HDD | ['FIT' 'MW' 'WST'] | KABE | 0 | Material
CA05950-2911 | 10603483907 | CA05950-2911 | CA05950-2911 | CA05950-2911 | SSD SATA3 RI 480GB SFF SED | 50 | HDD/SSD | SSD | ['MW' 'WST'] | KABE | 0 | Material
CA05950-2912 | 10603483908 | CA05950-2912 | CA05950-2912 | CA05950-2912 | SSD SATA3 RI 960GB SFF SED | 50 | HDD/SSD | SSD | ['MW' 'WST'] | KABE | 0 | Material
CA05950-2913 | 10603483909 | CA05950-2913 | CA05950-2913 | CA05950-2913 | SSD SATA3 RI 1.92TB SFF SED | 50 | HDD/SSD | SSD | ['WST'] | KABE | 0 | Material
CA05950-2914 | 10603484313 | CA05950-2914 | CA05950-2914 | CA05950-2914 | SSD SATA3 RI 3.84TB SFF SED | 50 | HDD/SSD | SSD | ['MW' 'WST'] | KABE | 0 | Material
CA05950-2915 | 10603483910 | CA05950-2915 | CA05950-2915 | CA05950-2915 | SSD SATA3 RI 7.68TB SFF SED | 50 | HDD/SSD | SSD | ['WST'] | KABE | 0 | Material
CA05950-2916 | 10603483911 | CA05950-2916 | CA05950-2916 | CA05950-2916 | SSD SATA3 MU 480GB SFF SED | 50 | HDD/SSD | SSD | ['MW' 'WST'] | KABE | 0 | Material
CA05950-2917 | 10603483912 | CA05950-2917 | CA05950-2917 | CA05950-2917 | SSD SATA3 MU 960GB SFF SED | 50 | HDD/SSD | SSD | ['MW' 'WST'] | KABE | 0 | Material
CA05950-2918 | 10603483913 | CA05950-2918 | CA05950-2918 | CA05950-2918 | SSD SATA3 MU 1.92TB SFF SED | 50 | HDD/SSD | SSD | ['MW' 'WST'] | KABE | 0 | Material
CA05950-2919 | 10603483934 | CA05950-2919 | CA05950-2919 | CA05950-2919 | SSD SATA3 MU 3.84TB SFF SED | 50 | HDD/SSD | SSD | ['WST'] | KABE | 0 | Material
CA05950-2921 | 10603480154 | CA05950-2921 | CA05950-2921 | CA05950-2921 | SSD SAS4 RI 960GB SFF SED | 50 | HDD/SSD | SSD | ['MW' 'WST'] | KABE | 0 | Material
CA05950-2922 | 10603480155 | CA05950-2922 | CA05950-2922 | CA05950-2922 | SSD SAS4 RI 1.92TB SFF SED | 50 | HDD/SSD | SSD | ['MW' 'WST'] | KABE | 0 | Material
CA05950-2923 | 10603480156 | CA05950-2923 | CA05950-2923 | CA05950-2923 | SSD SAS4 RI 3.84TB SFF SED | 50 | HDD/SSD | SSD | ['MW' 'WST'] | KABE | 0 | Material
CA05950-2985 |  |  |  |  | RX2540M6 Riser X8 SlimSAS |  | Others | Others | ['FIT'] |  | 0 | Material
CA05950-2986 |  |  |  |  | RX2540M6 MB TO RISER X8 CABLE |  | Cable | Cable | ['FIT'] |  | 0 | Material
CA05950-2987 | 10603288477 | CA05950-2987 | CA05950-2987 | CA05950-2987 | SAS EXPANDER BOARD A-1 | 50 | Others | Others | ['FIT' 'MW' 'WST'] | KABE | 0 | Material
CA05950-2988 | 10603288478 | CA05950-2988 | CA05950-2988 | CA05950-2988 | SAS EXPANDER BOARD A-2 | 50 | Others | Others | ['FIT' 'MW' 'WST'] | KABE | 0 | Material
CA05950-2989 | 10603251628 | CA05950-2989 |  | CA05950-2989 | AC CABLE HOLDER VELCRO TYPE | 50 | Small parts | Mechanical | ['FIT' 'WST'] | KABE | 0 | Material
CA05950-2991 |  |  |  |  | RX2540M6 MB SPECIAL CONFIG SUPPORT W/PFR |  | Small parts | Systemboard | ['FIT'] |  | 0 | Material
CA05950-2996 | 10603288947 | CA05950-2996 | CA05950-2996 | CA05950-2996 | SAS EXPANDER BOARD B | 50 | Others | Others | ['FIT' 'MW' 'WST'] | KABE | 0 | Material
CA05950-3007 | 10603298806 | CA05950-3007 | CA05950-3007 | CA05950-3007 | MINISAS HDD CBL TO REAR 4XBP NVME 250MM | 50 | Cable | Cable | ['FIT' 'MW' 'WST'] | KABE | 0 | Material
CA05950-3008 | 10603319458 | CA05950-3008 | CA05950-3008 | CA05950-3008 | SLIMSAS 8X CBL TO REAR 4XBP NVME (2264 ONLY) 250MM | 50 | Cable | Cable | ['FIT' 'MW' 'WST'] | KABE | 0 | Material
CA05950-3015 |  |  |  |  | IB Cu Cable 2m |  | Small parts | Cable | ['FIT'] |  | 0 | Material
CA05950-3016 |  |  |  |  | IB Op Cable 10m |  | Small parts | Cable | ['FIT'] |  | 0 | Material
CA05950-3017 |  |  |  |  | IB Op Cable 20m |  | Small parts | Cable | ['FIT'] |  | 0 | Material
CA05950-3035 | 10603318987 | CA05950-3035 | CA05950-3035 | CA05950-3035 | RMK-F1 SLIDE-IN_SINGLE-HOOK | 50 | Small parts | Mechanical | ['FIT' 'MW' 'WST'] | KABE | 0 | Material
CA05950-3036 | 10603319459 | CA05950-3036 | CA05950-3036 | CA05950-3036 | GPGPU POWER CABLE 18 AWG 160MM 8PIN | 50 | Cable | Cable | ['FIT' 'MW' 'WST'] | KABE | 0 | Material
CA05950-3037 | 10603334168 | CA05950-3037 | CA05950-3037 | CA05950-3037 | PIB EP 200GB 1 PORT NDR CONNEXTX-7 | 50 | IO card | InfiniBand Device | ['FIT' 'MW' 'WST'] | KABE | 0 | Material
CA05950-3038 | 10603334169 | CA05950-3038 | CA05950-3038 | CA05950-3038 | PIB EP 400GB 1PORT NDR CONNEXTX-7 | 50 | IO card | InfiniBand Device | ['FIT' 'MW' 'WST'] | KABE | 0 | Material
CA05950-3041 | 10603433527 | CA05950-3041 |  |  | RX2530 M6S SKD 10X2.5 NON-PFR | 75 | BB/Enclosure | SKD | ['FIT'] | KABE | 0 | Material
CA05950-3043 | 10603433532 | CA05950-3043 |  | CA05950-3043 | HSBP SIGNAL (8X2.5" MB TO HSBP) | 75 | Cable | Cable | ['FIT' 'WST'] | KABE | 0 | Material
CA05950-3044 | 10603433533 | CA05950-3044 |  | CA05950-3044 | Cable | 75 | Cable | Cable | ['FIT' 'WST'] | KABE | 0 | Material
CA05950-3045 | 10603433531 | CA05950-3045 |  | CA05950-3045 | HSBP POWER (8X2.5" MB TO HSBP) | 75 | Cable | Cable | ['FIT' 'WST'] | KABE | 0 | Material
CA05950-3046 | 10603433646 | CA05950-3046 | CA05950-3046 | CA05950-3046 | MINISAS HD RAID TO HSBP (10X2.5"/8X2.5") | 50 | Cable | Cable | ['FIT' 'MW' 'WST'] | KABE | 0 | Material
CA05950-3047 | 10603433575 | CA05950-3047 | CA05950-3047 | CA05950-3047 | FRONT VGA CABLE | 50 | Cable | Cable | ['FIT' 'MW' 'WST'] | KABE | 0 | Material
CA05950-3048 | 10603433645 | CA05950-3048 | CA05950-3048 | CA05950-3048 | SLIMSAS 8X RAID TO HSBP (10X2.5"/8X2.5") | 50 | Cable | Cable | ['FIT' 'MW' 'WST'] | KABE | 0 | Material
CA05950-3049 | 10603433644 | CA05950-3049 | CA05950-3049 | CA05950-3049 | ON BOARD SATA TO HSBP (10X2.5"/8X2.5") | 75 | Cable | Cable | ['FIT' 'MW' 'WST'] | KABE | 0 | Material
CA05950-3050 | 10603318986 | CA05950-3050 | CA05950-3050 | CA05950-3050 | MINISAS HD RAID TO HSBP (10X2.5") | 50 | Cable | Cable | ['FIT' 'MW' 'WST'] | KABE | 0 | Material
CA05950-3052 | 10603433650 | CA05950-3052 | CA05950-3052 | CA05950-3052 | SLIMSAS 8X ON BOARD TO HSBP(10X2.5"NVME) | 75 | Cable | Cable | ['FIT' 'MW' 'WST'] | KABE | 0 | Material
CA05950-3053 | 10603433651 | CA05950-3053 | CA05950-3053 | CA05950-3053 | SLIMSAS 8X ON BOARD TO HSBP(10X2.5"NVME) | 75 | Cable | Cable | ['FIT' 'MW' 'WST'] | KABE | 0 | Material
CA05950-3054 | 10603433652 | CA05950-3054 | CA05950-3054 | CA05950-3054 | SLIMSAS 8X ON BOARD TO HSBP(10X2.5"NVME) | 75 | Cable | Cable | ['FIT' 'MW' 'WST'] | KABE | 0 | Material
CA05950-3055 | 10603433649 | CA05950-3055 | CA05950-3055 | CA05950-3055 | SLIMSAS 8X RAID TO HSBP | 50 | Cable | Cable | ['FIT' 'MW' 'WST'] | KABE | 0 | Material
CA05950-3056 | 10603433526 | CA05950-3056 |  | CA05950-3056 | RX2530 M6S SKD 8X2.5 PFR | 75 | BB/Enclosure | SKD | ['FIT' 'MW' 'WST'] | KABE | 0 | Material
CA05950-3057 | 10603433579 | CA05950-3057 | CA05950-3057 | CA05950-3057 | RMK-F1 DROP-IN_SINGLE-HOOK | 50 | Small parts | Mechanical | ['FIT' 'MW' 'WST'] | KABE | 0 | Material
CA05950-3058 | 10603433723 | CA05950-3058 | CA05950-3058 | CA05950-3058 | RMK-F1 DROP-IN_SINGLE-HOOK_CMA | 50 | Small parts | Mechanical | ['FIT' 'MW' 'WST'] | KABE | 0 | Material
CA05950-3059 | 10603433525 | CA05950-3059 |  | CA05950-3059 | RX2530 M6S SKD 8X2.5 | 75 | BB/Enclosure | SKD | ['FIT' 'MW' 'WST'] | KABE | 0 | Material
CA05950-3060 | 10603370440 | CA05950-3060 | CA05950-3060 | CA05950-3060 | INTERNAL RAID HOLDER PROTECTION INSULATO | 50 | Small parts | Mechanical | ['FIT' 'MW' 'WST'] | KABE | 0 | Material
CA05950-3061 | 10603433574 | CA05950-3061 | CA05950-3061 | CA05950-3061 | ODD CABLE 760 | 75 | Cable | Cable | ['FIT' 'MW' 'WST'] | KABE | 0 | Material
CA05950-3062 | 10603433529 | CA05950-3062 | CA05950-3062 | CA05950-3062 | RX2530M6S COP KIT | 75 | Others | Others | ['FIT' 'MW' 'WST'] | KABE | 0 | Material
CA05950-3097 | 10603480626 | CA05950-3097 | CA05950-3097 | CA05950-3097 | RX2530 M6S SKD | 75 | BB/Enclosure | SKD | ['FIT' 'MW' 'WST'] | KABE | 0 | Material
CA05950-3098 |  |  |  |  | GPU BOARD W/O GPU 80G/94G |  | Others | Others | ['FIT'] |  | 0 | Material
CA05954-1290 |  |  |  |  | ï½ºï½¶ï¾žï¾€USBï½·ï½°ï¾Žï¾žï½°ï¾„ï¾ž |  | Small parts | Keyboard | ['FIT'] |  | 0 | Material
CA05954-1311 |  |  |  |  | M-BLANK 1U ASSY |  | Small parts | Rack parts | ['FIT'] |  | 0 | Material
CA05954-1312 |  |  |  |  | M-BLANK 2U ASSY |  | Small parts | Rack parts | ['FIT'] |  | 0 | Material
CA05954-1313 |  |  |  |  | M-BLANK 3U ASSY |  | Small parts | Rack parts | ['FIT'] |  | 0 | Material
CA05954-1541 |  |  |  |  | ï½ºï¾ï½¾ï¾ï¾„BOX 100 JP |  | Small parts | Consent BOX | ['FIT'] |  | 0 | Material
CA05954-1542 |  |  |  |  | ï½ºï¾ï½¾ï¾ï¾„BOX 100 JP |  | Small parts | Consent BOX | ['FIT'] |  | 0 | Material
CA05954-1902 |  |  |  |  | EOL/IOM6 (NETAPP) |  | Small parts | Small parts | ['FIT'] |  | 0 | Material
CA05954-1923 |  |  |  |  | EOL/ODP |  | Small parts | Small parts | ['FIT'] |  | 0 | Material
CA05954-1924 |  |  |  |  | EOL/2U24 WO/PSU |  | Small parts | Small parts | ['FIT'] |  | 0 | Material
CA05954-2101 |  |  |  |  | FDR HCA CARD WI |  | IO card | InfiniBand Device | ['FIT'] |  | 0 | Material
CA05954-2102 |  |  |  |  | IA-EOL |  | IO card | InfiniBand Device | ['FIT'] |  | 0 | Material
CA05954-2102Z |  |  |  |  | FDR HCA CARD 2P |  | Small parts | Small parts | ['FIT'] |  | 0 | Material
CA05954-2223 |  |  |  |  | EOL/ACS SP |  | Small parts | Small parts | ['FIT'] |  | 0 | Material
CA05954-2321 |  |  |  |  | EOL CARD FC-SAS BRG(BRG-467-FP) |  | Small parts | Small parts | ['FIT'] |  | 0 | Material
CA05954-2381 |  |  |  |  | EOL/ACS(8OUT/1U) |  | Small parts | Small parts | ['FIT'] |  | 0 | Material
CA05954-2442 |  |  |  |  | IB HCA 2PORT QD |  | Small parts | IB card | ['FIT'] |  | 0 | Material
CA05954-2470 |  |  |  |  | EOL SCU_ORCAJ_J3(FE) |  | Small parts | Small parts | ['FIT'] |  | 0 | Material
CA05954-3059 |  |  |  |  | RX2530M6S SKD 8x2.5 W/O PFR |  | BB/Enclosure | SKD | ['FIT' 'MW'] |  | 0 | Material
CA05954-3310 |  |  |  |  | SV-ES3 7.2 1TB |  | HDD/SSD | HDD | ['FIT'] |  | 0 | Material
CA05954-3311 |  |  |  |  | EOL/SV-ES3 7.2 2TB |  | HDD/SSD | HDD | ['FIT'] |  | 0 | Material
CA05954-3620 |  |  |  |  | USB CABLE |  | Small parts | Cable | ['FIT'] |  | 0 | Material
CA05954-3761 |  |  |  |  | (EOL) ES7 SAS 2TB (-3435) |  | HDD/SSD | HDD | ['FIT'] |  | 0 | Material
CA05954-3765 |  |  |  |  | (EOL) ES7 SAS 4TB SED |  | HDD/SSD | HDD | ['FIT'] |  | 0 | Material
CA05954-3766 | 10602765021 | CA05954-3766 |  | CA05954-3766 | DX HD 8TB 3,5" ST8000NM0075 | 80 | HDD/SSD | HDD | ['WST'] | KABE | 0 | Material
CA05954-3801 | 10602765027 | CA05954-3801 |  |  | DX HD 10TB 3,5" HUH721010AL5204 | 50 | HDD/SSD | HDD | ['FIT' 'WST'] | KABE | 0 | Material
CA05954-3830 |  |  |  |  | (EOL)SV10K.6_ 300GB |  | HDD/SSD | HDD/SSD | ['FIT'] |  | 0 | Material
CA05954-3835 |  |  |  |  | SV10K.6' SAS 300G SED |  | HDD/SSD | HDD | ['FIT'] |  | 0 | Material
CA05954-3836 |  |  |  |  | (EOL) SV10K.6ï¾€ï¾žï¾‚ï½¼ï¾• 600G SED |  | HDD/SSD | HDD/SSD | ['FIT'] |  | 0 | Material
CA05954-3850 |  |  |  |  | SP-EH BBU(FDK) |  | Small parts | Battery | ['FIT'] |  | 0 | Material
CA05954-3930 |  |  |  |  | SV15K.6 SAS300G |  | HDD/SSD | HDD | ['FIT'] |  | 0 | Material
CA05954-3931 |  |  |  |  | SV15K.6 SAS600G |  | HDD/SSD | HDD | ['FIT'] |  | 0 | Material
CA05954-3932 |  |  |  |  | SV15K.6 SAS900G |  | HDD/SSD | HDD | ['FIT'] |  | 0 | Material
CA05954-3935 |  |  |  |  | SV15K.6 300GB SED |  | HDD/SSD | HDD | ['FIT'] |  | 0 | Material
CA05954-4010 | 10602765029 | CA05954-4010 | CA05954-4010 | CA05954-4010 | DX HD 12TB 3,5" 7K2 HUH721212AL5204 | 50 | HDD/SSD | HDD | ['FIT' 'MW' 'WST'] | KABE | 0 | Material
CA05954-4015 |  |  |  |  | US-ES5 12TB SED (HGST) |  | HDD/SSD | HDD | ['FIT'] |  | 0 | Material
CA05954-4170 | 10602764995 | CA05954-4170 | CA05954-4170 | CA05954-4170 | DX HD 600GB 2.5" 10K ST600MM0009 | 50 | HDD/SSD | HDD | ['FIT' 'MW' 'WST'] | KABE | 0 | Material
CA05954-4171 | 10602765001 | CA05954-4171 | CA05954-4171 | CA05954-4171 | DX HD 1.2TB 2.5" 10K ST1200MM0009 | 50 | HDD/SSD | HDD | ['FIT' 'MW' 'WST'] | KABE | 0 | Material
CA05954-4172 | 10602765005 | CA05954-4172 | CA05954-4172 | CA05954-4172 | DX HD 1.8TB 2.5" 10K ST1800MM0129 | 50 | HDD/SSD | HDD | ['FIT' 'MW' 'WST'] | KABE | 0 | Material
CA05954-4173 | 10602765010 | CA05954-4173 | CA05954-4173 | CA05954-4173 | DX HD 2.4TB 2.5" 10K ST2400MM0129 | 50 | HDD/SSD | HDD | ['FIT' 'MW' 'WST'] | KABE | 0 | Material
CA05954-4176 |  |  |  |  | SV10K.9 1.2TB SED |  | HDD/SSD | HDD | ['FIT'] |  | 0 | Material
CA05954-4178 |  |  |  |  | SV10K.9 2.4TB SED (SGT) |  | HDD/SSD | HDD | ['FIT'] |  | 0 | Material
CA05954-4179 | 10602620698 | CA05954-4179 |  | CA05954-4179 | DX HD SAS 1.2TB FIPS 2.5" 10K ST1200MM0069 | 50 | HDD/SSD | HDD | ['FIT' 'WST'] | KABE | 0 | Material
CA05954-4263 |  |  |  |  | LICENSE(ADPTR) |  | Small parts | License | ['FIT'] |  | 0 | Material
CA05954-4280 | 10602764782 | CA05954-4280 |  |  | DX HD 300GB 2.5" 10K AL15SEB030N | 80 | HDD/SSD | HDD | ['FIT'] | KABE | 0 | Material
CA05954-4281 | 10602764996 | CA05954-4281 |  |  | DX HD 600GB 2.5" 10K AL15SEB060N | 50 | HDD/SSD | HDD | ['FIT'] | KABE | 0 | Material
CA05954-4283 | 10602765003 | CA05954-4283 |  |  | DX HD 1.2TB 2.5" 10K AL15SEB120N | 50 | HDD/SSD | HDD | ['FIT'] | KABE | 0 | Material
CA05954-4284 | 10602765006 | CA05954-4284 |  |  | DX HD 1.8TB 2.5" 10K AL15SEB18EQ | 50 | HDD/SSD | HDD | ['FIT'] | KABE | 0 | Material
CA05954-4285 | 10602765012 | CA05954-4285 |  |  | DX HD 2.4TB 2.5" 10K AL15SEB24EQ | 50 | HDD/SSD | HDD | ['FIT'] | KABE | 0 | Material
CA05954-4381 |  |  |  |  | ACS(1U OUT2) |  | Small parts | Small parts | ['FIT'] |  | 0 | Material
CA05954-4391 |  |  |  |  | ACS:1U OUT8 20A |  | Others | Others | ['FIT'] |  | 0 | Material
CA05954-4401 |  |  |  |  | ACS:1U OUT8 30A |  | Others | Others | ['FIT'] |  | 0 | Material
CA05954-4460 | 10602765017 | CA05954-4460 | CA05954-4460 | CA05954-4460 | DX HD 4TB 3.5" 7K2 HUS726T4TALS204 | 50 | HDD/SSD | HDD | ['FIT' 'MW' 'WST'] | KABE | 0 | Material
CA05954-4461 | 10602765020 | CA05954-4461 | CA05954-4461 | CA05954-4461 | DX HD 6TB 3.5" 7K2 HUS726T6TAL5204 | 50 | HDD/SSD | HDD | ['FIT' 'MW' 'WST'] | KABE | 0 | Material
CA05954-4462 | 10602765025 | CA05954-4462 | CA05954-4462 | CA05954-4462 | DX HD 8TB 3.5" 7K2 HUS728T8TAL5204 | 50 | HDD/SSD | HDD | ['FIT' 'MW' 'WST'] | KABE | 0 | Material
CA05954-4467 |  |  |  |  | US-ES6 8TB SED (HGST) |  | HDD/SSD | HDD | ['FIT'] |  | 0 | Material
CA05954-4481 |  |  |  |  | ï½·ï¾Žï¾ï¾—ï½¯ï½¸(W/O EPO) |  | Small parts | Others | ['FIT'] |  | 0 | Material
CA05954-4490 | 10602765028 | CA05954-4490 |  | CA05954-4490 | DX HD 10TB 3.5" 7K2 ST10000NM0528 | 80 | HDD/SSD | HDD | ['WST'] | KABE | 0 | Material
CA05954-4491 | 10602765031 | CA05954-4491 |  | CA05954-4491 | DX HD 12TB 3.5" 7K2 ST12000NM0038 | 80 | HDD/SSD | HDD | ['WST'] | KABE | 0 | Material
CA05954-4492 | 10602765033 | CA05954-4492 |  | CA05954-4492 | DX HD 14TB 3.5 7K2 ST14000NM0048 | 80 | HDD/SSD | HDD | ['WST'] | KABE | 0 | Material
CA05954-4497 | 10602620701 | CA05954-4497 |  |  | DX HD 12TB FIPS 3.5" 7K2 ST12000NM0368 | 80 | HDD/SSD | HDD | ['FIT'] | KABE | 0 | Material
CA05954-4506 | 10602620700 | CA05954-4506 |  |  | DX HD 8TB FIPS 3.5" 7K2 ST8000NM0135 | 80 | HDD/SSD | HDD | ['FIT'] | KABE | 0 | Material
CA05954-4530 |  |  |  |  | 2.5 15K 300GB (ET) |  | HDD/SSD | HDD | ['FIT'] |  | 0 | Material
CA05954-4531 |  |  |  |  | 2.5 15K 600GB (ET) |  | HDD/SSD | HDD | ['FIT'] |  | 0 | Material
CA05954-4532 |  |  |  |  | 2.5 15K 900GB (ET) |  | HDD/SSD | HDD | ['FIT'] |  | 0 | Material
CA05954-4570 |  |  |  |  | BBU (S5) |  | Others | Others | ['FIT'] |  | 0 | Material
CA05954-4595 |  |  |  |  | FT77D-B7109 |  | IO card | IO card | ['FIT'] |  | 0 | Material
CA05954-4740 |  |  |  |  | SV-ES9 7.2 1TB |  | HDD/SSD | HDD | ['FIT'] |  | 0 | Material
CA05954-4741 |  |  |  |  | SV-ES9 7.2 2TB |  | HDD/SSD | HDD | ['FIT'] |  | 0 | Material
CA05954-4742 |  |  |  |  | (EOL)SV-ES9 7.2 3TB |  | HDD/SSD | HDD | ['FIT'] |  | 0 | Material
CA05954-4743 | 10602669717 | CA05954-4743 |  | CA05954-4743 | DX HD 4TB 3.5" 7K2 ST4000NM003A | 50 | HDD/SSD | HDD | ['FIT' 'WST'] | KABE | 0 | Material
CA05954-4744 | 10602669718 | CA05954-4744 | CA05954-4744 | CA05954-4744 | DX HD 6TB 3.5" 7K2 ST6000NM029A | 50 | HDD/SSD | HDD | ['FIT' 'MW' 'WST'] | KABE | 0 | Material
CA05954-4745 | 10602669719 | CA05954-4745 |  | CA05954-4745 | DX HD 8TB 3.5" 7K2 ST8000NM001A | 50 | HDD/SSD | HDD | ['WST'] | KABE | 0 | Material
CA05954-4748 | 10602669722 | CA05954-4748 |  |  | DX HD FIPS 4TB 3.5" 7K2 ST4000NM015A | 50 | HDD/SSD | HDD | ['FIT'] | KABE | 0 | Material
CA05954-4749 | 10602669723 | CA05954-4749 |  | CA05954-4749 | DX HD FIPS 8TB 3.5" 7K2 ST8000NM010A | 50 | HDD/SSD | HDD | ['FIT' 'MW' 'WST'] | KABE | 0 | Material
CA05954-4750 | 10602694707 | CA05954-4750 |  |  | DX HD 10TB 3.5" 7K2 ST10000NM002G | 50 | HDD/SSD | HDD | ['FIT'] | KABE | 0 | Material
CA05954-4751 | 10602694708 | CA05954-4751 |  |  | DX HD 12TB 3.5" 7K2 ST12000NM002G | 50 | HDD/SSD | HDD | ['FIT'] | KABE | 0 | Material
CA05954-4752 | 10602694709 | CA05954-4752 |  |  | DX HD 14TB 3.5" 7K2 ST14000NM002G | 50 | HDD/SSD | HDD | ['FIT'] | KABE | 0 | Material
CA05954-4753 | 10602694710 | CA05954-4753 |  | CA05954-4753 | DX HD 16TB 3.5" 7K2 ST16000NM002G | 50 | HDD/SSD | HDD | ['FIT' 'WST'] | KABE | 0 | Material
CA05954-4754 | 10602694711 | CA05954-4754 | CA05954-4754 | CA05954-4754 | DX HD FIPS 12 TB 3.5" 7K2 ST12000NM008G, 1.2 (Design) | 50 | HDD/SSD | HDD | ['FIT' 'MW' 'WST'] | KABE | 0 | Material
CA05954-4755 | 10602694713 | CA05954-4755 |  | CA05954-4755 | DX HD FIPS 16TB 3.5" 7K2 ST16000NM009G | 50 | HDD/SSD | HDD | ['FIT' 'WST'] | KABE | 0 | Material
CA05954-5200 |  |  |  |  | PowerGEM Module |  | Small parts | Small parts | ['FIT'] |  | 0 | Material
CA05954-5201 |  |  |  |  | PowerGEM CBL |  | Small parts | Cable | ['FIT'] |  | 0 | Material
CA05954-5261 | 10602732449 | CA05954-5261 |  | CA05954-5261 | RX2530 M6 SKD 4X3.5 | 75 | BB/Enclosure | SKD | ['FIT' 'MW' 'WST'] | KABE | 0 | Material
CA05954-5262 | 10602732450 | CA05954-5262 | CA05954-5262 | CA05954-5262 | RX2530 M6 SKD 8X2.5 | 75 | BB/Enclosure | SKD | ['FIT' 'MW' 'WST'] | KABE | 0 | Material
CA05954-5263 | 10602732451 | CA05954-5263 |  | CA05954-5263 | RX2530 M6 SKD 10X2.5 | 75 | BB/Enclosure | SKD | ['FIT' 'MW' 'WST'] | KABE | 0 | Material
CA05954-5264 | 10602732452 | CA05954-5264 |  | CA05954-5264 | RX2530M6 SKD 32xEDSFF | 75 | BB/Enclosure | SKD | ['FIT' 'WST'] | KABE | 0 | Material
CA05954-5265 | 10603111574 | CA05954-5265 |  | CA05954-5265 | RX2530 M6 SKD 8X2.5 PFR | 75 | BB/Enclosure | SKD | ['FIT' 'MW' 'WST'] | KABE | 0 | Material
CA05954-5266 |  |  |  |  | RX2530M6S SKD 8X2.5 W/O PFR |  | BB/Enclosure | SKD | ['FIT'] |  | 0 | Material
CA05954-5271 | 10602732453 | CA05954-5271 | CA05954-5271 | CA05954-5271 | RX2540M6 SKD 10X3.5 | 75 | BB/Enclosure | SKD | ['FIT' 'MW' 'WST'] | KABE | 0 | Material
CA05954-5272 | 10602732464 | CA05954-5272 |  |  | RX2540M6 SKD 12X3.5 | 75 | BB/Enclosure | SKD | ['FIT' 'MW' 'WST'] | KABE | 0 | Material
CA05954-5273 | 10602732465 | CA05954-5273 | CA05954-5273 | CA05954-5273 | RX2540M6 SKD 16X2.5 | 75 | BB/Enclosure | SKD | ['FIT' 'MW' 'WST'] | KABE | 0 | Material
CA05954-5274 | 10602732466 | CA05954-5274 | CA05954-5274 | CA05954-5274 | RX2540M6 SKD 24X2.5 | 75 | BB/Enclosure | SKD | ['FIT' 'MW' 'WST'] | KABE | 0 | Material
CA05954-5275 | 10602732467 | CA05954-5275 |  | CA05954-5275 | RX2540M6 SKD 24X2.5 WITH PCIE SWITCH | 75 | BB/Enclosure | SKD | ['FIT' 'MW' 'WST'] | KABE | 0 | Material
CA05954-5276 | 10602732468 | CA05954-5276 | CA05954-5276 | CA05954-5276 | RX2540M6 SKD 64XEDSFF | 75 | BB/Enclosure | SKD | ['FIT' 'MW' 'WST'] | KABE | 0 | Material
CA05954-5281 | 10602783022 | CA05954-5281 |  | CA05954-5281 | RX4770M6_SKD 8X2.5 | 75 | BB/Enclosure | SKD | ['FIT' 'MW' 'WST'] | KABE | 0 | Material
CA05954-5282 | 10602783023 | CA05954-5282 | CA05954-5282 | CA05954-5282 | RX4770M6_SKD 16X2.5 | 75 | BB/Enclosure | SKD | ['FIT' 'MW' 'WST'] | KABE | 0 | Material
CA05954-5283 | 10602783024 | CA05954-5283 | CA05954-5283 | CA05954-5283 | RX4770M6_SKD 24X2.5 | 75 | BB/Enclosure | SKD | ['FIT' 'MW' 'WST'] | KABE | 0 | Material
CA05954-5293 | 10602732567 | CA05954-5293 | CA05954-5293 | CA05954-5293 | RX2540M6 SKD 16X2.5 (W/ PFR) | 75 | BB/Enclosure | SKD | ['FIT' 'MW' 'WST'] | KABE | 0 | Material
CA05954-5297 |  |  |  |  | RX2540M6 SKD 16X2.5 W/PFR W/PCIE RISER |  | BB/Enclosure | SKD | ['FIT'] |  | 0 | Material
CA05954-5341 | 10602929228 | CA05954-5341 | CA05954-5341 | CA05954-5341 | DX HD 18TB 3.5" 7K2 WUH721818AL5204 | 50 | HDD/SSD | HDD | ['FIT' 'MW' 'WST'] | KABE | 0 | Material
CA05954-5421 | 10602846659 | CA05954-5421 |  | CA05954-5421 | RX4770M6_SKD 8X | 75 | BB/Enclosure | SKD | ['FIT' 'WST'] | KABE | 0 | Material
CA05954-5422 | 10602846660 | CA05954-5422 | CA05954-5422 | CA05954-5422 | RX4770M6_SKD 16X2.5 PFR | 75 | BB/Enclosure | SKD | ['FIT' 'MW' 'WST'] | KABE | 0 | Material
CA05954-5423 | 10602846661 | CA05954-5423 |  | CA05954-5423 | RX4770M6_SKD 24 | 75 | BB/Enclosure | SKD | ['FIT' 'WST'] | KABE | 0 | Material
CA05954-5541 |  |  |  |  | 25SSD.TM6-400G-10DWPD |  | HDD/SSD | SSD | ['FIT'] |  | 0 | Material
CA05954-5542 | 10602944637 | CA05954-5542 |  |  | DX SSD SAS 2,5" 800GB KPM61MUG800G | 50 | HDD/SSD | SSD | ['FIT'] | KABE | 0 | Material
CA05954-5545 | 10602944640 | CA05954-5545 |  |  | DX SSD SAS 2,5" 1.92TB KPM61RUG1T92 | 50 | HDD/SSD | SSD | ['FIT'] | KABE | 0 | Material
CA05954-5546 | 10602944641 | CA05954-5546 |  |  | DX SSD SAS 2,5" 3.84TB KPM61RUG3T84 | 50 | HDD/SSD | SSD | ['FIT'] | KABE | 0 | Material
CA05954-5547 | 10602944642 | CA05954-5547 |  |  | DX SSD SAS 2,5" 7.68TB KPM61RUG7T68 | 50 | HDD/SSD | SSD | ['FIT'] | KABE | 0 | Material
CA05954-5548 | 10602944643 | CA05954-5548 |  |  | DX SSD SAS 2,5" 15.36TB KPM61RUG15T3 | 50 | HDD/SSD | SSD | ['FIT'] | KABE | 0 | Material
CA05954-5550 |  |  |  |  | 25FIPS.TM6-400G-10DWPD |  | HDD/SSD | SSD | ['FIT'] |  | 0 | Material
CA05954-5554 | 10602944739 | CA05954-5554 | CA05954-5554 | CA05954-5554 | DX SSD SAS 2,5" 3.84TB FIPS KPM6WRUG3T84 | 50 | HDD/SSD | SSD | ['FIT' 'MW' 'WST'] | KABE | 0 | Material
CA05954-5555 | 10602944740 | CA05954-5555 |  |  | DX SSD SAS 2,5" 7.68TB FIPS KPM6WRUG7T68 | 50 | HDD/SSD | SSD | ['FIT'] | KABE | 0 | Material
CA05954-5556 | 10603208426 | CA05954-5556 |  | CA05954-5556 | DX SSD SAS 2,5" 15.36T FIPS KPM6WRUG15T3 | 50 | HDD/SSD | SSD | ['WST'] | KABE | 0 | Material
CA05954-5580 |  |  |  |  | EOL SSD LANGE BP SAS1 400GB |  | HDD/SSD | SSD | ['FIT'] |  | 0 | Material
CA05954-5581 | 10602947689 | CA05954-5581 |  |  | DX SSD SAS 2,5" 800GB XS800ME70084 | 50 | HDD/SSD | SSD | ['FIT'] | KABE | 0 | Material
CA05954-5583 | 10602947691 | CA05954-5583 |  |  | DX SSD SAS 2,5" 960GB XS960SE70084 | 50 | HDD/SSD | SSD | ['FIT'] | KABE | 0 | Material
CA05954-5584 | 10602947692 | CA05954-5584 |  | CA05954-5584 | DX SSD SAS 2,5" 1.92TB XS1920SE70084 | 50 | HDD/SSD | SSD | ['WST'] | KABE | 0 | Material
CA05954-5585 | 10602947693 | CA05954-5585 |  | CA05954-5585 | DX SSD SAS 2,5" 3.84TB XS3840SE70084 | 50 | HDD/SSD | SSD | ['FIT' 'WST'] | KABE | 0 | Material
CA05954-5586 | 10602947874 | CA05954-5586 |  |  | DX SSD SAS 2,5" 7.68TB XS7680SE70084 | 50 | HDD/SSD | SSD | ['FIT'] | KABE | 0 | Material
CA05954-5591 |  |  |  |  | EOL SSD LANGE BP SAS1 FIPS 800GB |  | HDD/SSD | SSD | ['FIT'] |  | 0 | Material
CA05954-5592 |  |  |  |  | EOL SSD LANGE BP SAS1 FIPS 1.6TB |  | HDD/SSD | SSD | ['FIT'] |  | 0 | Material
CA05954-5593 | 10602947879 | CA05954-5593 |  | CA05954-5593 | DX SSD SAS 2,5" 1.92TB FIPS XS1920SE70104 | 50 | HDD/SSD | SSD | ['FIT' 'WST' 'MW'] | KABE | 0 | Material
CA05954-5594 | 10602947880 | CA05954-5594 |  | CA05954-5594 | DX SSD SAS 2,5" 3.84TB FIPS XS3840SE70104 | 50 | HDD/SSD | SSD | ['FIT' 'WST'] | KABE | 0 | Material
CA05954-5595 | 10602947881 | CA05954-5595 | CA05954-5595 | CA05954-5595 | DX SSD SAS 2,5" 7.68T FIPS XS7680SE70104 | 50 | HDD/SSD | SSD | ['FIT' 'MW' 'WST'] | KABE | 0 | Material
CA05954-5640 |  |  |  |  | INTEL PAC D5005 |  | Small parts | PAC card | ['FIT'] |  | 0 | Material
CA05954-5650 | 10603015843 | CA05954-5650 |  | CA05954-5650 | GEN3 FJ BATTERY UNIT | 50 | Small parts | Battery | ['FIT' 'WST'] | KABE | 0 | Material
CA05954-5700 | 10603018683 | CA05954-5700 | CA05954-5700 | CA05954-5700 | DX HD 7K2 SAS 3,5" 10TB ST10000NM013G | 50 | HDD/SSD | HDD | ['FIT' 'MW' 'WST'] | KABE | 0 | Material
CA05954-5701 | 10603018884 | CA05954-5701 |  | CA05954-5701 | DX HD 7K2 SAS 3,5" 12TB ST12000NM004J | 50 | HDD/SSD | HDD | ['FIT' 'WST'] | KABE | 0 | Material
CA05954-5702 | 10603018885 | CA05954-5702 | CA05954-5702 | CA05954-5702 | DX HD 7K2 SAS 3,5" 14TB ST14000NM004J | 50 | HDD/SSD | HDD | ['FIT' 'MW' 'WST'] | KABE | 0 | Material
CA05954-5703 | 10603018886 | CA05954-5703 | CA05954-5703 | CA05954-5703 | DX HD 7K2 SAS 3,5" 16TB ST16000NM004J | 50 | HDD/SSD | HDD | ['FIT' 'MW' 'WST'] | KABE | 0 | Material
CA05954-5721 | 10603131489 | CA05954-5721 |  |  | ES12 4TB | 50 | HDD/SSD | HDD | ['FIT' 'WST'] | KABE | 0 | Material
CA05954-5722 | 10603131490 | CA05954-5722 |  |  | ES12 6TB | 50 | HDD/SSD | HDD | ['FIT'] | KABE | 0 | Material
CA05954-5723 | 10603131491 | CA05954-5723 |  |  | DX HD 7K2 SAS 3,5" 8TB ST8000NM018B | 50 | HDD/SSD | HDD | ['FIT'] | KABE | 0 | Material
CA05954-5760 | 10603207323 | CA05954-5760 |  |  | SSD.PT2-960GB | 50 | HDD/SSD | SSD | ['FIT'] | KABE | 0 | Material
CA05954-5761 | 10603207394 | CA05954-5761 | CA05954-5761 | CA05954-5761 | DX SSD SAS 2,5" 1.92T MZILG1T9HCJR-00AFU | 50 | HDD/SSD | SSD | ['MW' 'WST'] | KABE | 0 | Material
CA05954-5762 | 10603207395 | CA05954-5762 | CA05954-5762 | CA05954-5762 | DX SSD SAS 2,5" 3.84T MZILG3T8HCLS-00AFU | 50 | HDD/SSD | SSD | ['MW' 'WST'] | KABE | 0 | Material
CA05954-5763 | 10603207396 | CA05954-5763 |  | CA05954-5763 | DX SSD SAS 2,5" 7.68T MZILG7T6HBLA-00AFU | 50 | HDD/SSD | SSD | ['WST' 'MW'] | KABE | 0 | Material
CA05954-5764 | 10603207397 | CA05954-5764 |  | CA05954-5764 | DX SSDSAS 2,5" 15.36T MZILG15THBLA-00AFU | 50 | HDD/SSD | SSD | ['FIT' 'WST'] | KABE | 0 | Material
CA05954-5800 |  |  |  |  | BIOS_FW SPECIFIC SETTING |  |  |  | ['WST'] |  | 3 | no material
CA05954-5801 |  |  |  |  | NUTANIX INSTALL OPERATION MANUAL |  |  |  | ['WST'] |  | 3 | no material
CA05954-5806 | 10603476638 | CA05954-5806 |  | CA05954-5806 | BIOS_FW SPECIFIC SETTING | 50 |  |  | ['WST'] | KABE | 3 | no material | Programmierinformation
CA05954-5807 | 10603477007 | CA05954-5807 |  | CA05954-5807 | NUTANIX INSTALL OPERATION MANUAL | 50 |  |  | ['WST'] | KABE | 3 | no material | Programmierinformation
CA05954-5861 |  |  |  |  | SSD COOPER 400GB |  | HDD/SSD | SSD | ['FIT'] |  | 0 | Material
CA05954-5862 | 10603241624 | CA05954-5862 | CA05954-5862 | CA05954-5862 | DX SSD SAS 2,5" 800GB XS800ME70045 | 50 | HDD/SSD | SSD | ['FIT' 'MW' 'WST'] | KABE | 0 | Material
CA05954-5863 |  |  |  |  | SSD COOPER 1.6TB |  | HDD/SSD | SSD | ['FIT'] |  | 0 | Material
CA05954-5884 | 10603299073 | CA05954-5884 |  |  | SSD TM7 1.92T 1DWPD | 50 | HDD/SSD | SSD | ['FIT'] | KABE | 0 | Material
CA05954-5885 | 10603299124 | CA05954-5885 |  |  | SSD TM7 3.84TB 1DWPD | 50 | HDD/SSD | SSD | ['FIT'] | KABE | 0 | Material
CA05954-5886 | 10603299125 | CA05954-5886 |  |  | SSD TM7 7.68TB 1DWPD | 50 | HDD/SSD | SSD | ['FIT'] | KABE | 0 | Material
CA05954-5896 | 10603299133 | CA05954-5896 |  |  | SSD TM7 FIPS 7.68T 1DWPD | 50 | HDD/SSD | SSD | ['FIT'] | KABE | 0 | Material
CA05954-5910 |  |  |  |  | SSD EBONHAWK 1.6TB PCIE |  | HDD/SSD | SSD | ['FIT'] |  | 0 | Material
CA05954-5912 |  |  |  |  | SSD EBONHAWK 1.92TB |  | HDD/SSD | SSD | ['FIT'] |  | 0 | Material
CA05954-5913 |  |  |  |  | SSD EBONHAWK 3.84TB PCIE |  | HDD/SSD | SSD | ['FIT'] |  | 0 | Material
CA05954-5914 |  |  |  |  | SSD EBONHAWK 7.68TB PCIE |  | HDD/SSD | SSD | ['FIT'] |  | 0 | Material
CA05954-5950 | 10603436744 | CA05954-5950 | CA05954-5950 | CA05954-5950 | TPM MODULE V2.0 | 50 | Others | Others | ['FIT' 'MW' 'WST'] | KABE | 0 | Material
CA05954-5951 | 10603567205 | CA05954-5951 |  | CA05954-5951 | DVD SM SL TRAY 9.5 | 50 | ODD | ODD | ['FIT' 'MW' 'WST'] | KABE | 0 | Material
CA05954-5952 | 10603567206 | CA05954-5952 |  | CA05954-5952 | DVD-ROM SL 9.5 | 50 | ODD | ODD | ['FIT' 'MW' 'WST'] | KABE | 0 | Material
CA05954-5953 | 10603578177 | CA05954-5953 | CA05954-5953 | CA05954-5953 | TPM MODULE 2.0V | 50 | Others | Others | ['MW' 'FIT' 'WST'] | KABE | 0 | Material
CA05958-2740 |  |  |  |  | BLOWER FAN UNIT |  | Small parts | Fan | ['FIT'] |  | 0 | Material
CA05958-2773 |  |  |  |  | ï¾ƒï¾žï¾ï½¹ï¾žï¾ï¾šï¾ï¾„ï¾žï½³ï¾•ï¾†ï¾‚ï¾„ |  | Small parts | Small parts | ['FIT'] |  | 0 | Material
CA05958-5840 |  |  |  |  | EOL/XBR-000139 |  | Software | Software | ['FIT'] |  | 0 | Material
CA05958-5843 |  |  |  |  | EOL/XBR-000142 |  | Software | Software | ['FIT'] |  | 0 | Material
CA05958-5875 |  |  |  |  | EOL/XBR-DCX-B-0103 |  | Software | Software | ['FIT'] |  | 0 | Material
CA05958-5882 |  |  |  |  | XBR-DCX-0132 |  | Small parts | Software | ['FIT'] |  | 0 | Material
CA05958-5939 |  |  |  |  | BR-SMEDTRK8-01 |  | Software | Software | ['FIT'] |  | 0 | Material
CA05958-5951 |  |  |  |  | BR-SMEDEB-01 |  | SW | Brocade | ['FIT'] |  | 0 | Material
CA05958-6133 |  |  |  |  | IA-SERVER BROCADE |  | Software | Small parts | ['FIT'] |  | 0 | Material
CA05958-6134 |  |  |  |  | XBR-000193 |  | Software | Software | ['FIT'] |  | 0 | Material
CA05958-6135 |  |  |  |  | XBR-000198 |  | Software | Software | ['FIT'] |  | 0 | Material
CA05958-6141 |  |  |  |  | XBR-000164 |  | Software | Software | ['FIT'] |  | 0 | Material
CA05958-6158 |  |  |  |  | EOL/XBR-000051 |  | Software | Software | ['FIT'] |  | 0 | Material
CA05958-6164 |  |  |  |  | XBR-000212 |  | Software | Software | ['FIT'] |  | 0 | Material
CA05958-6165 |  |  |  |  | XBR-000213 |  | Software | Software | ['FIT'] |  | 0 | Material
CA05958-6218 |  |  |  |  | BR-SMED12POD-01 |  | Software | Software | ['FIT'] |  | 0 | Material
CA05958-6221 |  |  |  |  | XBR-ENTPOD-16G |  | Software | Software | ['FIT'] |  | 0 | Material
CA05958-6250 |  |  |  |  | XBR-G6MIDR12PTPOD-32G |  | Software | Software | ['FIT'] |  | 0 | Material
CA05958-6256 |  |  |  |  | XBR-MENT24PTPOD-32G |  | Software | Software | ['FIT'] |  | 0 | Material
CA05958-6351 |  |  |  |  | 40G-DACA-QSFP1M |  | Small parts | Small parts | ['FIT'] |  | 0 | Material
CA05958-6353 |  |  |  |  | 40G-DACA-QSFP5M |  | Small parts | Small parts | ['FIT'] |  | 0 | Material
CA05958-6431 |  |  |  |  | BR-VDX6740-8X10G-POD |  | Software | Software | ['FIT'] |  | 0 | Material
CA05958-6432 |  |  |  |  | BR-VDX6740-2X40G-POD |  | Software | Software | ['FIT'] |  | 0 | Material
CA05958-6592 |  |  |  |  | EOL/XBR-6505-12-0R |  | Software | Software | ['FIT'] |  | 0 | Material
CA05958-6641 |  |  |  |  | 10070H |  | Small parts | Small parts | ['FIT'] |  | 0 | Material
CA05958-6647 |  |  |  |  | 10G-SFP-USR-8 |  | Small parts | Small parts | ['FIT'] |  | 0 | Material
CA05958-6648 |  |  |  |  | 10G-SFP-SR |  | Small parts | Small parts | ['FIT'] |  | 0 | Material
CA05958-6649 |  |  |  |  | 10G-SFP-SR-8 |  | Small parts | Small parts | ['FIT'] |  | 0 | Material
CA05958-6652 |  |  |  |  | LTG SFP 10GB 1M |  | Software | Cable | ['FIT'] |  | 0 | Material
CA05958-6654 |  |  |  |  | IA-SERVER BROCADE |  | Software | others | ['FIT'] |  | 0 | Material
CA05958-6656 |  |  |  |  | IA-SERVER BROCADE |  | Software | others | ['FIT'] |  | 0 | Material
CA05958-6726 |  |  |  |  | BR-G620-24-32G-R-M |  | Software | Software | ['FIT'] |  | 0 | Material
CA05958-6727 |  |  |  |  | BR-G620-48-32G-R-M |  | Software | Software | ['FIT'] |  | 0 | Material
CA05958-6747 |  |  |  |  | EOL/XBR-G630-96-R |  | Software | Software | ['FIT'] |  | 0 | Material
CA05958-6760 |  |  |  |  | EOL/XBR-DCX-B-0104 |  | Software | Software | ['FIT'] |  | 0 | Material
CA05958-6761 |  |  |  |  | EOL/XBR-DCX-B-0122 |  | Software | Software | ['FIT'] |  | 0 | Material
CA05958-6769 |  |  |  |  | XBR-000153 |  | SW | Brocade | ['FIT'] |  | 0 | Material
CA05958-6781 |  |  |  |  | XBR-G250WPSAC-R |  | SW | Brocade | ['FIT'] |  | 0 | Material
CA05958-6784 |  |  |  |  | BR-X6-0148 |  | Software | Software | ['FIT'] |  | 0 | Material
CA05958-6792 |  |  |  |  | XBR-X6-FANNPI-0122 |  | Software | Software | ['FIT'] |  | 0 | Material
CA05958-6793 |  |  |  |  | XBR-X6-RACNPIPSU-0104 |  | Software | Software | ['FIT'] |  | 0 | Material
CA05967-1605 | 10602777425 | CA05967-1605 | CA05967-1605 | CA05967-1605 | HD ENCLOSURE(12G) | 80 | BB/Enclosure | Enclosure | ['FIT' 'MW' 'WST'] | KABE | 0 | Material
CA05967-1607 | 10602774354 | CA05967-1607 | CA05967-1607 | CA05967-1607 | DX DISK CARRIER HD-DE 3.5 | 50 | Small parts | Mechanical | ['FIT' 'MW' 'WST'] | KABE | 0 | Material
CA05967-1608 | 10602765079 | CA05967-1608 | CA05967-1608 |  | DX HD-DE 3,5 DISK DUMMY | 50 | Others | Others | ['FIT' 'MW' 'WST'] | KABE | 0 | Material
CA05967-1609 |  |  |  |  | AC-PSU FOR HDDE |  | PSU | PSU | ['FIT'] |  | 0 | Material
CA05967-1610 | 10602774342 | CA05967-1610 | CA05967-1610 | CA05967-1610 | DX DE IOMODULE 12G | 50 | IO card | RAID Controller Card | ['FIT' 'MW' 'WST'] | KABE | 0 | Material
CA05967-1612 |  |  |  |  | FEM12G |  | Others | Others | ['FIT'] |  | 0 | Material
CA05967-1613 |  |  |  |  | RACK RAIL KIT |  | Small parts | Mechanical | ['FIT'] |  | 0 | Material
CA05967-1614 |  |  |  |  | CMA |  | Small parts | Mechanical | ['FIT'] |  | 0 | Material
CA05967-1617 |  |  |  |  | ODP |  | Others | Others | ['FIT'] |  | 0 | Material
CA05967-1619 |  |  |  |  | HD CHASSIS FRU(12G) |  | BB/Enclosure | Enclosure | ['FIT'] |  | 0 | Material
CA05967-1623 |  |  |  |  | FUJITSU LOGO |  | Small parts | Small parts | ['FIT'] |  | 0 | Material
CA05967-1624 |  |  |  |  | INFINITY MARK |  | Small parts | Small parts | ['FIT'] |  | 0 | Material
CA05967-1626 | 10602774355 | CA05967-1626 |  | CA05967-1626 | SCREW FOR 3,5 HDDE DISK CARRIER | 50 | Small parts | Mechanical | ['FIT' 'MW' 'WST'] | KABE | 0 | Material
CA05967-1642 | 10602774351 | CA05967-1642 | CA05967-1642 | CA05967-1642 | DX FLANGE COVER L 2.5DE 3.5DE | 50 | Small parts | Mechanical | ['FIT' 'MW' 'WST'] | KABE | 0 | Material
CA05967-1643 | 10602774353 | CA05967-1643 | CA05967-1643 | CA05967-1643 | DX FLANGE COVER FOR 2.5 CE DE | 50 | Small parts | Mechanical | ['FIT' 'MW' 'WST'] | KABE | 0 | Material
CA05967-1645 | 10602774352 | CA05967-1645 |  | CA05967-1645 | DX FLANGE COVER FOR 3.5 CE DE | 50 | Small parts | Mechanical | ['FIT' 'MW' 'WST'] | KABE | 0 | Material
CA05967-1646 |  |  |  |  | 2UDE(25)ENCLOSURE |  | BB/Enclosure | Enclosure | ['FIT'] |  | 0 | Material
CA05967-1647 |  |  |  |  | 2UDE(35)ENCLOSURE |  | BB/Enclosure | Enclosure | ['FIT'] |  | 0 | Material
CA05967-1648 |  |  |  |  | ODP(25 35) |  | Others | Others | ['FIT'] |  | 0 | Material
CA05967-1651 |  |  |  |  | PSU |  | PSU | PSU | ['FIT'] |  | 0 | Material
CA05967-1652 | 10603350481 | CA05967-1652 |  | CA05967-1652 | DX SPARE AC PLATINUM-PSU FOR 2,5"/3,5" | 50 | PSU | PSU | ['FIT' 'WST'] | KABE | 0 | Material
CA05967-1654 | 10602889358 | CA05967-1654 | CA05967-1654 | CA05967-1654 | DX SFF DISK DONGLE CARD 2.5 | 50 | Others | Others | ['FIT' 'MW' 'WST'] | KABE | 0 | Material
CA05967-1655 | 10602774343 | CA05967-1655 | CA05967-1655 | CA05967-1655 | DX LFF DISK DONGLE CARD 3.5 | 50 | Others | Others | ['FIT' 'MW' 'WST'] | KABE | 0 | Material
CA05967-1656 | 10602765262 | CA05967-1656 |  | CA05967-1656 | DX DE ENCLOSURE 2.5 W 1X IOM | 50 | BB/Enclosure | Enclosure | ['FIT' 'MW' 'WST'] | KABE | 0 | Material
CA05967-1657 | 10602774337 | CA05967-1657 |  | CA05967-1657 | DX DE ENCLOSURE 3.5" W 1X IOM | 50 | BB/Enclosure | Enclosure | ['FIT' 'WST'] | KABE | 0 | Material
CA05967-1658 | 10603353347 | CA05967-1658 | CA05967-1658 | CA05967-1658 | DX DE ENCLOSURE 2.5" W 1X IOM, PT-PSU | 50 | BB/Enclosure | Enclosure | ['FIT' 'MW' 'WST'] | KABE | 0 | Material
CA05967-1659 | 10603353348 | CA05967-1659 | CA05967-1659 | CA05967-1659 | DX DE ENCLOSURE 3.5" W 1X IOM, PT-PSU | 50 | BB/Enclosure | Enclosure | ['FIT' 'MW' 'WST'] | KABE | 0 | Material
CA05973-4600 |  |  |  |  | BR-VDX6740-24-F |  | Software | Software | ['FIT'] |  | 0 | Material
CA05973-4601 |  |  |  |  | 95600-H32103 |  | Small parts | Small parts | ['FIT'] |  | 0 | Material
CA05973-4603 |  |  |  |  | BR-VDX6740-24-R |  | Software | Software | ['FIT'] |  | 0 | Material
CA05973-4604 |  |  |  |  | 95600-H32104 |  | Small parts | Small parts | ['FIT'] |  | 0 | Material
CA05973-4606 |  |  |  |  | BR-VDX6740T-24-F |  | Software | Software | ['FIT'] |  | 0 | Material
CA05973-4607 |  |  |  |  | 95600-H32113 |  | Small parts | Small parts | ['FIT'] |  | 0 | Material
CA05973-4609 |  |  |  |  | BR-VDX6740T-24-R |  | Software | Software | ['FIT'] |  | 0 | Material
CA05973-4610 |  |  |  |  | 95600-H32114 |  | Small parts | Small parts | ['FIT'] |  | 0 | Material
CA05973-4706 |  |  |  |  | BR-7810-04X6-Z |  | Software | Software | ['FIT'] |  | 0 | Material
CA05973-4707 |  |  |  |  | BR-7810-12X6-Z |  | Software | Software | ['FIT'] |  | 0 | Material
CA05973-4709 |  |  |  |  | 10G-SFPP-USR |  | Small parts | Small parts | ['FIT'] |  | 0 | Material
CA05973-4710 |  |  |  |  | XBR-7810 |  | SW | Brocade | ['FIT'] |  | 0 | Material
CA05973-4711 |  |  |  |  | BR-G620-24-16G-R-Z |  | Software | Software | ['FIT'] |  | 0 | Material
CA05973-4712 |  |  |  |  | XBR-G6MIDR12PTPOD-16G |  | Software | Software | ['FIT'] |  | 0 | Material
CA05973-5000 |  |  |  |  | 16541 |  | Small parts | Small parts | ['FIT'] |  | 0 | Material
CA05973-6900 |  |  |  |  | GX2460 M1 BASE |  | BB/Enclosure | SKD | ['FIT'] |  | 0 | Material
CA05973-6901 |  |  |  |  | IA-SERVER MCT |  | Others | Others | ['FIT'] |  | 0 | Material
CA05973-6902 |  |  |  |  | IA-SERVER MCT |  | Others | Others | ['FIT'] |  | 0 | Material
CA05973-6903 |  |  |  |  | IA-SERVER MCT |  | Others | Others | ['FIT'] |  | 0 | Material
CA05973-6904 |  |  |  |  | IA-SERVER MCT |  | Others | Others | ['FIT'] |  | 0 | Material
CA05973-6905 |  |  |  |  | IA-SERVER MCT |  | Others | Others | ['FIT'] |  | 0 | Material
CA05973-6907 |  |  |  |  | CBL-SAS-350MM |  | Cable | Cable | ['FIT'] |  | 0 | Material
CA05973-6908 |  |  |  |  | CBL-SAS-450MM |  | Cable | Cable | ['FIT'] |  | 0 | Material
CA05973-6909 |  |  |  |  | CBL-SAS-550MM |  | Cable | Cable | ['FIT'] |  | 0 | Material
CA05973-6910 |  |  |  |  | IA-SERVER MCT |  | Cable | Cable | ['FIT'] |  | 0 | Material
CA05973-6911 |  |  |  |  | IA-SERVER MCT |  | Cable | Cable | ['FIT'] |  | 0 | Material
CA05973-6912 |  |  |  |  | IA-SERVER MCT |  | Cable | Cable | ['FIT'] |  | 0 | Material
CA05973-6913 |  |  |  |  | IA-SERVER MCT |  | Cooling | FAN | ['FIT'] |  | 0 | Material
CA05973-6914 |  |  |  |  | IA-SERVER MCT |  | Small parts | Mechanical | ['FIT'] |  | 0 | Material
CA05973-6926 |  |  |  |  | GPU POWER CABLE |  | Cable | Cable | ['FIT'] |  | 0 | Material
CA05973-6927 |  |  |  |  | IA-SERVER MCT |  | PSU | PSU | ['FIT'] |  | 0 | Material
CA05973-6928 |  |  |  |  | IA-SERVER MCT |  | Others | Others | ['FIT'] |  | 0 | Material
CA05973-6929 |  |  |  |  | IA-SERVER MCT |  | Others | Others | ['FIT'] |  | 0 | Material
CA05973-6930 |  |  |  |  | IA-SERVER MCT |  | Others | Others | ['FIT'] |  | 0 | Material
CA05973-6931 |  |  |  |  | IA-SERVER MCT |  | Cable | Cable | ['FIT'] |  | 0 | Material
CA05973-6932 |  |  |  |  | IA-SERVER MCT |  | Cable | Cable | ['FIT'] |  | 0 | Material
CA05973-6933 |  |  |  |  | IA-SERVER MCT |  | Cable | Cable | ['FIT'] |  | 0 | Material
CA05973-6934 |  |  |  |  | IA-SERVER MCT |  | Cable | Cable | ['FIT'] |  | 0 | Material
CA05973-6935 |  |  |  |  | IA-SERVER MCT |  | Cable | Cable | ['FIT'] |  | 0 | Material
CA05973-6936 |  |  |  |  | IA-SERVER MCT |  | Cable | Cable | ['FIT'] |  | 0 | Material
CA05973-6937 |  |  |  |  | IA-SERVER MCT |  | Cable | Cable | ['FIT'] |  | 0 | Material
CA05973-6938 |  |  |  |  | IA-SERVER MCT |  | Cable | Cable | ['FIT'] |  | 0 | Material
CA05973-6939 |  |  |  |  | IA-SERVER MCT |  | Cable | Cable | ['FIT'] |  | 0 | Material
CA05973-6940 |  |  |  |  | IA-SERVER MCT |  | Cable | Cable | ['FIT'] |  | 0 | Material
CA05973-6941 |  |  |  |  | IA-SERVER MCT |  | Small parts | Mechanical | ['FIT'] |  | 0 | Material
CA05973-6942 |  |  |  |  | IA-SERVER MCT |  | Small parts | Mechanical | ['FIT'] |  | 0 | Material
CA05973-6943 |  |  |  |  | IA-SERVER MCT |  | Small parts | Mechanical | ['FIT'] |  | 0 | Material
CA05973-6944 |  |  |  |  | SAS CABLE |  | Cable | Cable | ['FIT'] |  | 0 | Material
CA05973-6945 |  |  |  |  | IA-SERVER MCT |  | Others | Others | ['FIT'] |  | 0 | Material
CA05973-6946 |  |  |  |  | IA-SERVER MCT |  | Others | Others | ['FIT'] |  | 0 | Material
CA05973-6950 |  |  |  |  | GX2460M1 Base Unit |  | BB/Enclosure | SKD | ['FIT'] |  | 0 | Material
CA05973-6951 |  |  |  |  | Mother Board |  | Small parts | Systemboard | ['FIT'] |  | 0 | Material
CA05973-6952 |  |  |  |  | HDD Backplane Board |  | Others | Others | ['FIT'] |  | 0 | Material
CA05973-6953 |  |  |  |  | SlimSAS 4i CABLE 550mm |  | Cable | Cable | ['FIT'] |  | 0 | Material
CA05973-6954 |  |  |  |  | HDD BP Power Cable 2 |  | Cable | Cable | ['FIT'] |  | 0 | Material
CA05973-6955 |  |  |  |  | FAN holder |  | Small parts | Mechanical | ['FIT'] |  | 0 | Material
CA05973-6958 | 10603253928 | CA05973-6958 | CA05973-6958 |  | SAS CABLE FOR COUGAR6 | 30 | Cable | Cable | ['FIT' 'MW'] | KABE | 0 | Material
CA05973-7000 | 10603015847 | CA05973-7000 | CA05973-7000 | CA05973-7000 | TX1320 PDB BOARD | 50 | Others | Others | ['FIT' 'MW' 'WST'] | KABE | 0 | Material
CA05973-7001 | 10603015848 | CA05973-7001 |  | CA05973-7001 | TX1330 PDB board | 50 | Others | Others | ['FIT' 'WST'] | KABE | 0 | Material
CA05973-7002 | 10603015849 | CA05973-7002 | CA05973-7002 | CA05973-7002 | 4X3.5" SAS/SATA HDD BP | 50 | Others | Others | ['FIT' 'MW' 'WST'] | KABE | 0 | Material
CA05973-7003 | 10603015850 | CA05973-7003 |  | CA05973-7003 | 4X2.5" SAS/ SATA HDD BP | 50 | Others | Others | ['FIT' 'MW' 'WST'] | KABE | 0 | Material
CA05973-7005 | 10603015851 | CA05973-7005 | CA05973-7005 | CA05973-7005 | 8X2.5" SAS/SATA HDD BP | 50 | Others | Others | ['FIT' 'MW' 'WST'] | KABE | 0 | Material
CA05973-7006 | 10603015852 | CA05973-7006 |  | CA05973-7006 | SAS expander board | 50 | Others | Others | ['FIT' 'WST'] | KABE | 0 | Material
CA05973-7008 | 10603015854 | CA05973-7008 |  | CA05973-7008 | 4X2.5â€ NVMe Gen4 HDD BP | 50 | Others | Others | ['FIT' 'WST'] | KABE | 0 | Material
CA05973-7009 | 10603015855 | CA05973-7009 |  |  | China TPM module | 30 | Others | Others | ['FIT'] | KABE | 0 | Material
CA05973-7011 | 10603057887 | CA05973-7011 | CA05973-7011 | CA05973-7011 | RX1330M5 MB | 50 | Small parts | Systemboard | ['FIT' 'MW' 'WST'] | KABE | 0 | Material
CA05973-7012 | 10603015844 | CA05973-7012 | CA05973-7012 | CA05973-7012 | D3930-A TX1310 M5 MB | 50 | Small parts | Systemboard | ['FIT' 'MW' 'WST'] | KABE | 0 | Material
CA05973-7013 | 10603015845 | CA05973-7013 | CA05973-7013 | CA05973-7013 | D3931-A TX1320/30 M5 MB | 50 | Small parts | Systemboard | ['FIT' 'MW' 'WST'] | KABE | 0 | Material
CA05973-7015 | 10603057890 | CA05973-7015 |  | CA05973-7015 | 4x 3.5â€œ SAS/SATA | 50 | Others | Others | ['FIT' 'WST'] | KABE | 0 | Material
CA05973-7016 | 10603057891 | CA05973-7016 | CA05973-7016 | CA05973-7016 | 4X2.5 SAS/SATA (L SHAPE) | 50 | Others | Others | ['FIT' 'MW' 'WST'] | KABE | 0 | Material
CA05973-7017 | 10603057892 | CA05973-7017 |  | CA05973-7017 | 4x 2.5â€ SAS/SATA | 50 | Others | Others | ['FIT' 'WST'] | KABE | 0 | Material
CA05973-7018 | 10603057893 | CA05973-7018 | CA05973-7018 | CA05973-7018 | 10X2.5 SAS/SATA | 50 | Others | Others | ['FIT' 'MW' 'WST'] | KABE | 0 | Material
CA05973-7020 | 10603057894 | CA05973-7020 |  | CA05973-7020 | 4x 2.5â€ NVMe PCIe Gen4 | 50 | Others | Others | ['FIT' 'WST'] | KABE | 0 | Material
CA05973-7021 | 10603057895 | CA05973-7021 | CA05973-7021 | CA05973-7021 | PCI RISER CARD (X8) | 50 | Others | Others | ['FIT' 'MW' 'WST'] | KABE | 0 | Material
CA05973-7022 | 10603057896 | CA05973-7022 | CA05973-7022 | CA05973-7022 | PCI RISER CARD (X4) | 50 | Others | Others | ['FIT' 'MW' 'WST'] | KABE | 0 | Material
CA05973-7023 | 10603057897 | CA05973-7023 | CA05973-7023 | CA05973-7023 | PDB BOARD (RX1330M5) | 50 | Others | Others | ['FIT' 'MW' 'WST'] | KABE | 0 | Material
CA05973-7024 | 10603057898 | CA05973-7024 | CA05973-7024 | CA05973-7024 | PDB BOARD (RX1330M5S, R) | 50 | Others | Others | ['FIT' 'MW' 'WST'] | KABE | 0 | Material
CA05973-7025 | 10603057899 | CA05973-7025 | CA05973-7025 |  | SAS EXPANDER CARD | 50 | Others | Others | ['MW'] | KABE | 0 | Material
CA05973-7028 | 10603015610 | CA05973-7028 | CA05973-7028 | CA05973-7028 | ODD SIGNAL CABLE | 50 | Cable | Cable | ['FIT' 'MW' 'WST'] | KABE | 0 | Material
CA05973-7029 | 10603015611 | CA05973-7029 | CA05973-7029 | CA05973-7029 | ODD/3.5" SATA PWR CABLE | 50 | Cable | Cable | ['FIT' 'MW' 'WST'] | KABE | 0 | Material
CA05973-7030 | 10603015612 | CA05973-7030 | CA05973-7030 | CA05973-7030 | ODD/2.5" PWR CABLE | 50 | Cable | Cable | ['FIT' 'MW' 'WST'] | KABE | 0 | Material
CA05973-7031 | 10603015613 | CA05973-7031 | CA05973-7031 | CA05973-7031 | 3.5 SATA SIGNAL CABLE | 50 | Cable | Cable | ['FIT' 'MW' 'WST'] | KABE | 0 | Material
CA05973-7032 | 10603015804 | CA05973-7032 | CA05973-7032 |  | 2.5" HDD BP OOB CABLE | 50 | Cable | Cable | ['FIT' 'MW'] | KABE | 0 | Material
CA05973-7033 | 10603015805 | CA05973-7033 |  | CA05973-7033 | PDB PWR CABLE | 50 | Cable | Cable | ['FIT' 'MW' 'WST'] | KABE | 0 | Material
CA05973-7034 | 10603015827 | CA05973-7034 |  | CA05973-7034 | PDB SIDEBAND CABLE | 50 | Cable | Cable | ['FIT' 'MW' 'WST'] | KABE | 0 | Material
CA05973-7035 | 10603015806 | CA05973-7035 | CA05973-7035 | CA05973-7035 | RDX USB CABLE | 50 | Cable | Cable | ['FIT' 'MW' 'WST'] | KABE | 0 | Material
CA05973-7036 | 10603015807 | CA05973-7036 | CA05973-7036 | CA05973-7036 | OB-SATA/RAID SAS SIGNAL CABLE | 50 | Cable | Cable | ['FIT' 'MW' 'WST'] | KABE | 0 | Material
CA05973-7037 | 10603248413 | CA05973-7037 | CA05973-7037 | CA05973-7037 | SKD TX1310M5 STD 450W | 50 | BB/Enclosure | SKD | ['MW' 'WST'] | KABE | 0 | Material
CA05973-7039 | 10603015808 | CA05973-7039 | CA05973-7039 | CA05973-7039 | FRONT IO USB CABLE | 50 | Cable | Cable | ['FIT' 'MW' 'WST'] | KABE | 0 | Material
CA05973-7040 | 10603248554 | CA05973-7040 | CA05973-7040 | CA05973-7040 | SKD TX1330M5 FS 450W | 50 | BB/Enclosure | SKD | ['MW' 'WST'] | KABE | 0 | Material
CA05973-7042 | 10603248556 | CA05973-7042 | CA05973-7042 | CA05973-7042 | TX1330M5 POWER EXTENSION CABLE | 50 | Cable | Cable | ['FIT' 'MW' 'WST'] | KABE | 0 | Material
CA05973-7043 | 10603015809 | CA05973-7043 | CA05973-7043 | CA05973-7043 | TX1320 EP5 2P/NVME CABLE | 50 | Cable | Cable | ['FIT' 'MW' 'WST'] | KABE | 0 | Material
CA05973-7044 | 10603015810 | CA05973-7044 | CA05973-7044 | CA05973-7044 | FRONT IO USB CABLE | 50 | Cable | Cable | ['FIT' 'MW' 'WST'] | KABE | 0 | Material
CA05973-7045 | 10603015811 | CA05973-7045 | CA05973-7045 | CA05973-7045 | GPU PWR CABLE | 50 | Cable | Cable | ['FIT' 'MW' 'WST'] | KABE | 0 | Material
CA05973-7046 | 10603248557 | CA05973-7046 | CA05973-7046 | CA05973-7046 | SKD TX1320M5 RED 3.5 | 50 | BB/Enclosure | SKD | ['MW' 'WST'] | KABE | 0 | Material
CA05973-7049 | 10603015812 | CA05973-7049 | CA05973-7049 | CA05973-7049 | TX1330 EP5 2P/NVME CABLE | 50 | Cable | Cable | ['FIT' 'MW' 'WST'] | KABE | 0 | Material
CA05973-7050 | 10603015813 | CA05973-7050 |  | CA05973-7050 | ODD SIGNAL CABLE | 50 | Cable | Cable | ['FIT' 'WST'] | KABE | 0 | Material
CA05973-7051 | 10603015814 | CA05973-7051 |  | CA05973-7051 | INTRUSION CABLE | 50 | Cable | Cable | ['FIT' 'WST'] | KABE | 0 | Material
CA05973-7052 | 10603015815 | CA05973-7052 | CA05973-7052 | CA05973-7052 | 1ST HDD BP/ODD PWR CABLE | 50 | Cable | Cable | ['FIT' 'MW' 'WST'] | KABE | 0 | Material
CA05973-7053 | 10603015816 | CA05973-7053 | CA05973-7053 | CA05973-7053 | OB-SATA/RAID SAS SIGNAL CABLE | 50 | Cable | Cable | ['FIT' 'MW' 'WST'] | KABE | 0 | Material
CA05973-7054 | 10603015829 | CA05973-7054 |  | CA05973-7054 | PDB PWR CABLE | 50 | Cable | Cable | ['FIT' 'WST'] | KABE | 0 | Material
CA05973-7055 | 10603015830 | CA05973-7055 | CA05973-7055 | CA05973-7055 | PDB SIGNAL CABLE | 50 | Cable | Cable | ['FIT' 'MW' 'WST'] | KABE | 0 | Material
CA05973-7056 | 10603015831 | CA05973-7056 | CA05973-7056 | CA05973-7056 | 2ND/3RD HDD BP PWR CABLE | 50 | Cable | Cable | ['FIT' 'MW' 'WST'] | KABE | 0 | Material
CA05973-7057 | 10603015817 | CA05973-7057 | CA05973-7057 | CA05973-7057 | LTO PWR/SIGNAL CABLE | 50 | Cable | Cable | ['FIT' 'MW' 'WST'] | KABE | 0 | Material
CA05973-7058 | 10603015818 | CA05973-7058 | CA05973-7058 | CA05973-7058 | RDX USB CABLE | 50 | Cable | Cable | ['FIT' 'MW' 'WST'] | KABE | 0 | Material
CA05973-7059 | 10603015832 | CA05973-7059 |  | CA05973-7059 | OOB CABLE | 50 | Cable | Cable | ['FIT' 'WST'] | KABE | 0 | Material
CA05973-7060 | 10603015833 | CA05973-7060 |  | CA05973-7060 | EXPANDER PWR CABLE | 50 | Cable | Cable | ['FIT' 'WST'] | KABE | 0 | Material
CA05973-7061 | 10603015819 | CA05973-7061 | CA05973-7061 | CA05973-7061 | EXPANDER SIGNAL CABLE FOR BP1/2 | 50 | Cable | Cable | ['FIT' 'MW' 'WST'] | KABE | 0 | Material
CA05973-7062 | 10603015820 | CA05973-7062 | CA05973-7062 | CA05973-7062 | EXPANDER SIGNAL CABLE FOR BP3 | 50 | Cable | Cable | ['FIT' 'MW' 'WST'] | KABE | 0 | Material
CA05973-7063 | 10603015834 | CA05973-7063 | CA05973-7063 | CA05973-7063 | TX M5 HDD LED CABLE, 1 TO 1, 250MM | 50 | Cable | Cable | ['FIT' 'MW' 'WST'] | KABE | 0 | Material
CA05973-7064 | 10603015835 | CA05973-7064 | CA05973-7064 | CA05973-7064 | TX M5 HDD LED CABLE, 1 TO 2, 250MM | 50 | Cable | Cable | ['FIT' 'MW' 'WST'] | KABE | 0 | Material
CA05973-7065 | 10603015821 | CA05973-7065 | CA05973-7065 | CA05973-7065 | TX M5 RS-232 CABLE | 50 | Cable | Cable | ['FIT' 'MW' 'WST'] | KABE | 0 | Material
CA05973-7066 | 10603015822 | CA05973-7066 | CA05973-7066 | CA05973-7066 | RDX USB CABLE | 50 | Cable | Cable | ['FIT' 'MW' 'WST'] | KABE | 0 | Material
CA05973-7067 | 10603252402 | CA05973-7067 | CA05973-7067 | CA05973-7067 | TX1310 RAID ADAPTOR CABLE CP600I | 30 | Cable | Cable | ['FIT' 'MW' 'WST'] | KABE | 0 | Material
CA05973-7068 |  |  |  |  | FRONT IO USB CABLE |  | Cable | Cable | ['FIT'] |  | 0 | Material
CA05973-7069 | 10603015824 | CA05973-7069 |  |  | HDD SIGNAL/ODD/RDX PWR CABLE | 30 | Cable | Cable | ['FIT'] | KABE | 0 | Material
CA05973-7070 | 10603015825 | CA05973-7070 | CA05973-7070 | CA05973-7070 | HDD1/2 SIGNAL/PWR CABLE | 50 | Cable | Cable | ['FIT' 'MW' 'WST'] | KABE | 0 | Material
CA05973-7071 | 10603015826 | CA05973-7071 | CA05973-7071 | CA05973-7071 | HDD3/4 SIGNAL/ODD/RDX PWR CABLE | 50 | Cable | Cable | ['FIT' 'MW' 'WST'] | KABE | 0 | Material
CA05973-7072 | 10603253847 | CA05973-7072 |  | CA05973-7072 | BLACK SPONGE FOR TX1310 WO BMC | 50 | Small parts | Mechanical | ['WST'] | KABE | 0 | Material
CA05973-7073 |  |  |  |  | D3931-C TX1310 |  | Small parts | Systemboard | ['FIT'] |  | 0 | Material
CA05973-7074 | 10603057880 | CA05973-7074 | CA05973-7074 | CA05973-7074 | RMK-F1 DROP-IN RX1330 | 50 | Small parts | Mechanical | ['FIT' 'MW' 'WST'] | KABE | 0 | Material
CA05973-7075 | 10603057881 | CA05973-7075 | CA05973-7075 | CA05973-7075 | RMK-F1 DROP-IN RX1330 SHORT | 50 | Small parts | Mechanical | ['FIT' 'MW' 'WST'] | KABE | 0 | Material
CA05973-7076 | 10603057882 | CA05973-7076 |  |  | RMK-F1 DROP-IN RX1330 Reverse | 30 | Small parts | Mechanical | ['FIT'] | KABE | 0 | Material
CA05973-7077 | 10603057867 | CA05973-7077 | CA05973-7077 | CA05973-7077 | FAN MODULE 4056 | 50 | Cooling | FAN | ['FIT' 'MW' 'WST'] | KABE | 0 | Material
CA05973-7078 | 10603057868 | CA05973-7078 | CA05973-7078 | CA05973-7078 | FAN MODULE 4028 | 50 | Cooling | FAN | ['FIT' 'MW' 'WST'] | KABE | 0 | Material
CA05973-7079 | 10603057869 | CA05973-7079 |  |  | Fan module 4028 (Reverse) | 80 | Cooling | FAN | ['FIT'] | KABE | 0 | Material
CA05973-7080 | 10603057872 | CA05973-7080 | CA05973-7080 | CA05973-7080 | CPU HP HSK (65W/80W) | 50 | Cooling | Heatsink | ['FIT' 'MW' 'WST'] | KABE | 0 | Material
CA05973-7081 | 10603057873 | CA05973-7081 | CA05973-7081 | CA05973-7081 | CPU VC HSK (95W) | 50 | Cooling | Heatsink | ['FIT' 'MW' 'WST'] | KABE | 0 | Material
CA05973-7083 | 10603132306 | CA05973-7083 | CA05973-7083 | CA05973-7083 | M.2 GREEN LATCH | 50 | Small parts | Mechanical | ['FIT' 'MW' 'WST'] | KABE | 0 | Material
CA05973-7084 | 10603259330 | CA05973-7084 |  |  | IA-SERVER FTPO | 30 | Cable | Cable | ['FIT'] | KABE | 0 | Material
CA05973-7085 | 10603290350 | CA05973-7085 | CA05973-7085 | CA05973-7085 | SAS EXPANDER BOARD A-3 | 50 | Others | Others | ['FIT' 'MW' 'WST'] | KABE | 0 | Material
CA05973-7086 | 10603353369 | CA05973-7086 | CA05973-7086 |  | TX M5 HDD LED CABLE, 1 TO 1, 150MM, MICROCHIP | 30 | Cable | Cable | ['FIT' 'MW'] | KABE | 0 | Material
CA05973-7087 | 10603353370 | CA05973-7087 | CA05973-7087 | CA05973-7087 | TX M5 HDD LED CABLE, 1 TO 1, 250MM, MICROCHIP | 30 | Cable | Cable | ['FIT' 'MW' 'WST'] | KABE | 0 | Material
CA05973-7088 | 10603353371 | CA05973-7088 | CA05973-7088 |  | TX M5 HDD LED CABLE, 1 TO 2, 250MM, MICROCHIP | 30 | Cable | Cable | ['FIT' 'MW'] | KABE | 0 | Material
CA05973-7112 | 10602834764 | CA05973-7112 |  |  | DDR4RG16GB29R2 | 50 | DIMM | DDR4 | ['FIT' 'MW'] | KABE | 0 | Material
CA05973-7113 | 10602834765 | CA05973-7113 |  |  | DDR4RG16GB29R2 | 50 | DIMM | DDR4 | ['WST'] | KABE | 0 | Material
CA05973-7221 | 10602834803 | CA05973-7221 |  |  | DDR4EC8GB2666 | 50 | DIMM | DDR4 | ['WST'] | KABE | 0 | Material
CA05973-7255 | 10602877447 | CA05973-7255 |  |  | DDR4RG32GB26R2 | 50 | DIMM | DDR4 | ['FIT' 'WST'] | KABE | 0 | Material
CA05973-7321 | 10602847655 | CA05973-7321 |  |  | DDR4R16G32R1 | 50 | DIMM | DDR4 | ['WST'] | KABE | 0 | Material
CA05973-7322 | 10602847656 | CA05973-7322 |  |  | DDR4R16G32R1 | 50 | DIMM | DDR4 | ['FIT' 'WST'] | KABE | 0 | Material
CA05973-7324 | 10603483901 | CA05973-7324 |  |  | DDR4R16G32R1 | 50 | DIMM | DDR4 | ['MW'] | KABE | 0 | Material
CA05973-7335 | 10603483903 | CA05973-7335 |  |  | DDR4R32G32R2 | 50 | DIMM | DDR4 | ['MW'] | KABE | 0 | Material
CA05973-7346 | 10603483904 | CA05973-7346 |  |  | DDR4R64G32R2 | 50 | DIMM | DDR4 | ['MW'] | KABE | 0 | Material
CA05973-7400 |  |  |  |  | BR-G720-24-32G-R-Z |  | DIMM | DDR4 | ['FIT'] |  | 0 | Material
CA05973-7401 |  |  |  |  | XBR-MIDR8PTPOD-32G |  | Software | Software | ['FIT'] |  | 0 | Material
CA05973-7412 |  |  |  |  | BR-G620-24-16G-R-1-Z |  | Software | Software | ['FIT'] |  | 0 | Material
CA05973-7413 |  |  |  |  | BR-G620-24-32G-R-1-Z |  | Software | Software | ['FIT'] |  | 0 | Material
CA05973-7414 |  |  |  |  | BR-G620-48-32G-R-1-Z |  | Software | Software | ['FIT'] |  | 0 | Material
CA05973-7416 |  |  |  |  | BR-G630-48-32G-R-1-Z |  | Software | Software | ['FIT'] |  | 0 | Material
CA05973-7417 |  |  |  |  | BR-G630-96-32G-R-1-Z |  | Software | Software | ['FIT'] |  | 0 | Material
CA05973-7418 |  |  |  |  | EOL/BR-G610-8-32G-0-M |  | Software | Software | ['FIT'] |  | 0 | Material
CA05973-7419 |  |  |  |  | XBR-SMED8PTPOD-32G |  | Software | Software | ['FIT'] |  | 0 | Material
CA05973-7420 |  |  |  |  | BR-G720-24-64G-R-Z |  | Software | Software | ['FIT'] |  | 0 | Material
CA05973-7421 |  |  |  |  | XBR-MIDR8PTPOD-64G |  | Software | Software | ['FIT'] |  | 0 | Material
CA05973-7422 |  |  |  |  | XBR-000462 |  | Software | Software | ['FIT'] |  | 0 | Material
CA05973-7423 |  |  |  |  | XBR-000463 |  | Software | Software | ['FIT'] |  | 0 | Material
CA05973-7426 |  |  |  |  | BR-G610-8-16G-5-L |  | Software | Software | ['FIT'] |  | 0 | Material
CA05973-7427 |  |  |  |  | BR-G610-24-16G-5-L |  | Software | Software | ['FIT'] |  | 0 | Material
CA05973-7428 |  |  |  |  | BR-G610-8-32G-5-L |  | Software | Software | ['FIT'] |  | 0 | Material
CA05973-7429 |  |  |  |  | BR-G610-24-32G-5-L |  | Software | Software | ['FIT'] |  | 0 | Material
CA05973-7441 |  |  |  |  | BR-X64-0002-2 |  | Software | Software | ['FIT'] |  | 0 | Material
CA05973-7450 |  |  |  |  | XBR-G720-24-R |  | Software | Software | ['FIT'] |  | 0 | Material
CA05973-7465 |  |  |  |  | XBR-G620-24-R-1 |  | Software | Software | ['FIT'] |  | 0 | Material
CA05973-7466 |  |  |  |  | XBR-G620-48-R-1 |  | SW | Switch | ['FIT'] |  | 0 | Material
CA05973-7470 |  |  |  |  | XBR-G610-8-5 |  | SW | Brocade | ['FIT'] |  | 0 | Material
CA05973-7472 |  |  |  |  | XBR-000492 |  | Software | Software | ['FIT'] |  | 0 | Material
CA05973-7478 |  |  |  |  | XBR-G620-24-R-1 |  | Software | Software | ['FIT'] |  | 0 | Material
CA05973-7479 |  |  |  |  | XBR-G620-48-R-1 |  | SW | Brocade | ['FIT'] |  | 0 | Material
CA05973-7600 | 10602965719 | CA05973-7600 | CA05973-7600 | CA05973-7600 | RX2450 M1 BASE UNIT | 50 | BB/Enclosure | SKD | ['FIT' 'MW' 'WST'] | KABE | 0 | Material
CA05973-7601 | 10602965720 | CA05973-7601 | CA05973-7601 | CA05973-7601 | POWER SUPPLY | 50 | PSU | PSU | ['FIT' 'MW' 'WST'] | KABE | 0 | Material
CA05973-7602 | 10602965721 | CA05973-7602 |  |  | COOLING FAN | 50 | Cooling | FAN | ['FIT' 'MW' 'WST'] | KABE | 0 | Material
CA05973-7603 | 10602965722 | CA05973-7603 | CA05973-7603 | CA05973-7603 | RX2450M1 MAINBOARD | 50 | Small parts | Systemboard | ['FIT' 'MW' 'WST'] | KABE | 0 | Material
CA05973-7604 | 10602965723 | CA05973-7604 | CA05973-7604 | CA05973-7604 | HD BACKPLANE | 50 | Others | Others | ['FIT' 'MW' 'WST'] | KABE | 0 | Material
CA05973-7605 | 10602965724 | CA05973-7605 | CA05973-7605 |  | RISER CARD LEFT | 50 | Others | Others | ['FIT' 'MW'] | KABE | 0 | Material
CA05973-7606 | 10602965725 | CA05973-7606 |  |  | RISER CARD RIGHT | 50 | Others | Others | ['FIT' 'MW' 'WST'] | KABE | 0 | Material
CA05973-7607 | 10602965726 | CA05973-7607 | CA05973-7607 |  | ULTRA RISER CARD | 50 | Others | Others | ['FIT' 'MW'] | KABE | 0 | Material
CA05973-7611 | 10602965730 | CA05973-7611 | CA05973-7611 | CA05973-7611 | SAS CABLE (HBA TO BP) | 50 | Cable | Cable | ['FIT' 'MW' 'WST'] | KABE | 0 | Material
CA05973-7613 | 10602965736 | CA05973-7613 | CA05973-7613 | CA05973-7613 | ADD-ON CARD (2X GBE NIC) | 50 | IO card | LAN Controller Card | ['FIT' 'MW' 'WST'] | KABE | 0 | Material
CA05973-7614 | 10602965737 | CA05973-7614 | CA05973-7614 |  | 2U HEAT SINK | 50 | Cooling | Heatsink | ['MW'] | KABE | 0 | Material
CA05973-7618 | 10602965738 | CA05973-7618 | CA05973-7618 | CA05973-7618 | 1U HEAT SINK FOR GPU | 50 | Cooling | Heatsink | ['FIT' 'MW' 'WST'] | KABE | 0 | Material
CA05973-7619 | 10602965739 | CA05973-7619 | CA05973-7619 |  | 2U AIR SHROUD FOR GPU A100 | 50 | Small parts | Mechanical | ['FIT' 'MW'] | KABE | 0 | Material
CA05973-7620 | 10602965732 | CA05973-7620 | CA05973-7620 | CA05973-7620 | GPU POWER CABLE1 | 50 | Cable | Cable | ['FIT' 'MW' 'WST'] | KABE | 0 | Material
CA05973-7621 | 10602965733 | CA05973-7621 | CA05973-7621 | CA05973-7621 | GPU POWER CABLE2 | 50 | Cable | Cable | ['FIT' 'MW' 'WST'] | KABE | 0 | Material
CA05973-7622 | 10603008925 | CA05973-7622 | CA05973-7622 | CA05973-7622 | TOP COVER SCREW | 50 | Small parts | Mechanical | ['MW' 'WST'] | KABE | 0 | Material
CA05973-7628 | 10602968807 | CA05973-7628 |  |  | FP ADAPTER BOARD | 50 | Others | Others | ['FIT' 'MW' 'WST'] | KABE | 0 | Material
CA05973-7629 | 10602965734 | CA05973-7629 | CA05973-7629 |  | FAN CABLE TO MB | 50 | Cable | Cable | ['MW'] | KABE | 0 | Material
CA05973-7630 |  |  |  |  | FP ADAPTER CABLE |  | Cable | Cable | ['FIT'] |  | 0 | Material
CA05973-7631 | 10602965741 | CA05973-7631 | CA05973-7631 |  | RAIL KIT | 50 | Small parts | Mechanical | ['MW'] | KABE | 0 | Material
CA05973-7633 | 10602968808 | CA05973-7633 |  | CA05973-7633 | FRONT PANEL MODULE | 50 | Others | Others | ['FIT' 'MW' 'WST'] | KABE | 0 | Material
CA05973-7643 | 10603040131 | CA05973-7643 | CA05973-7643 |  | SCREW-10- SC97346D0SRT10102 | 50 | Small parts | Mechanical | ['MW'] | KABE | 0 | Material
CA05973-7644 | 10603008926 | CA05973-7644 | CA05973-7644 | CA05973-7644 | PCIE CARD SCREWS | 50 | Small parts | Mechanical | ['MW' 'WST'] | KABE | 0 | Material
CA05973-7645 | 10603008930 | CA05973-7645 | CA05973-7645 | CA05973-7645 | 2U AIR SHROUD LEFT | 50 | Small parts | Mechanical | ['MW' 'WST'] | KABE | 0 | Material
CA05973-7646 | 10603008931 | CA05973-7646 | CA05973-7646 | CA05973-7646 | 2U AIR SHROUD RIGHT | 50 | Small parts | Mechanical | ['MW' 'WST'] | KABE | 0 | Material
CA05973-7647 | 10603008927 | CA05973-7647 | CA05973-7647 | CA05973-7647 | BLANK FH L-BRACKET (5X5 SQUARE HOLE) | 50 | Small parts | Mechanical | ['MW' 'WST'] | KABE | 0 | Material
CA05973-7648 | 10603008929 | CA05973-7648 | CA05973-7648 |  | RX2450 M1 TOP COVER | 50 | Small parts | Mechanical | ['MW'] | KABE | 0 | Material
CA05973-7649 | 10603008932 | CA05973-7649 | CA05973-7649 |  | HDD TRAY | 50 | Small parts | Mechanical | ['FIT' 'MW'] | KABE | 0 | Material
CA05973-7650 | 10603216958 | CA05973-7650 | CA05973-7650 | CA05973-7650 | SAS CABLE (EP6X0I/CP600I) | 50 | Cable | Cable | ['FIT' 'MW' 'WST'] | KABE | 0 | Material
CA05973-7652 | 10603319661 | CA05973-7652 | CA05973-7652 | CA05973-7652 | POWER SUPPLY 1600W TITANIUM | 50 | PSU | PSU | ['MW' 'WST'] | KABE | 0 | Material
CA05973-7653 |  |  |  |  | CUSTOMIZED SAS CABLE (FOR JAPANESE CUSTOMER) |  | Cable | Cable | ['FIT'] |  | 0 | Material
CA05973-7713 |  |  |  |  | CBL-PWEX-1231 |  | Cable | Cable | ['FIT'] |  | 0 | Material
CA05973-7727 |  |  |  |  | CPU Package carrier |  | Small parts | Mechanical | ['FIT'] |  | 0 | Material
CA05973-7765 |  |  |  |  | CBL-PWEX-1133-35 |  | Small parts | Cable | ['FIT'] |  | 0 | Material
CA05973-7800 | 10603057836 | CA05973-7800 | CA05973-7800 | CA05973-7800 | MB ONBOARD TO FRONT BP(SMB) | 50 | Cable | Cable | ['FIT' 'MW' 'WST'] | KABE | 0 | Material
CA05973-7801 | 10603057837 | CA05973-7801 | CA05973-7801 | CA05973-7801 | MB ONBOARD TO PDB BOARD(SIDEBAND SIGNAL) | 50 | Cable | Cable | ['FIT' 'MW' 'WST'] | KABE | 0 | Material
CA05973-7802 | 10603057838 | CA05973-7802 | CA05973-7802 | CA05973-7802 | MB ONBOARD TO PDB BOARD (MB MAIN PWR) | 50 | Cable | Cable | ['FIT' 'MW' 'WST'] | KABE | 0 | Material
CA05973-7803 | 10603057839 | CA05973-7803 | CA05973-7803 | CA05973-7803 | MB ONBOARD TO PDB BOARD (MB FAN PWR) | 50 | Cable | Cable | ['FIT' 'MW' 'WST'] | KABE | 0 | Material
CA05973-7804 | 10603057840 | CA05973-7804 |  | CA05973-7804 | PDB TO FRONT X2 BP(BP PWR) | 50 | Cable | Cable | ['FIT' 'MW' 'WST'] | KABE | 0 | Material
CA05973-7805 | 10603057841 | CA05973-7805 | CA05973-7805 | CA05973-7805 | PDB TO FRONT BP(PWR) | 50 | Cable | Cable | ['FIT' 'MW' 'WST'] | KABE | 0 | Material
CA05973-7806 | 10603057842 | CA05973-7806 | CA05973-7806 |  | PDB BOARD TO FRONT BP(PWR) | 50 | Cable | Cable | ['FIT' 'MW'] | KABE | 0 | Material
CA05973-7807 | 10603057843 | CA05973-7807 | CA05973-7807 | CA05973-7807 | MB ONBD SATA/RAID CARD) TO LOBP (SIGNAL) | 50 | Cable | Cable | ['FIT' 'MW' 'WST'] | KABE | 0 | Material
CA05973-7808 | 10603057844 | CA05973-7808 | CA05973-7808 | CA05973-7808 | MB ONBD SATA/RAID TO FRONT BP/SAS EXP | 50 | Cable | Cable | ['FIT' 'MW' 'WST'] | KABE | 0 | Material
CA05973-7809 | 10603057845 | CA05973-7809 | CA05973-7809 | CA05973-7809 | MB ONBD/RAID (C0) TO 3.5 HDD BP(SIGNAL) | 50 | Cable | Cable | ['FIT' 'MW' 'WST'] | KABE | 0 | Material
CA05973-7810 | 10603057846 | CA05973-7810 | CA05973-7810 | CA05973-7810 | RAID CARD TO LOBP (SIGNAL) | 50 | Cable | Cable | ['FIT' 'MW' 'WST'] | KABE | 0 | Material
CA05973-7811 | 10603057847 | CA05973-7811 | CA05973-7811 | CA05973-7811 | MB ONBOARD TO ODD (PWR) | 50 | Cable | Cable | ['FIT' 'MW' 'WST'] | KABE | 0 | Material
CA05973-7812 | 10603057848 | CA05973-7812 | CA05973-7812 | CA05973-7812 | MB ONBOARD TO ODD (SIGNAL) | 50 | Cable | Cable | ['FIT' 'MW' 'WST'] | KABE | 0 | Material
CA05973-7813 | 10603057849 | CA05973-7813 | CA05973-7813 | CA05973-7813 | MB ONBOARD TO FRONT VGA (SIGNAL) | 50 | Cable | Cable | ['FIT' 'MW' 'WST'] | KABE | 0 | Material
CA05973-7822 | 10603057851 | CA05973-7822 | CA05973-7822 |  | MB TO F-1X USB 3.2 GEN2X2 F-TYPE C | 50 | Cable | Cable | ['FIT' 'MW'] | KABE | 0 | Material
CA05973-7827 | 10603057853 | CA05973-7827 | CA05973-7827 | CA05973-7827 | CBL_EP5XXI_TO_PCIE GEN4 NVME HDD BP | 50 | Cable | Cable | ['FIT' 'MW' 'WST'] | KABE | 0 | Material
CA05973-7829 | 10603057854 | CA05973-7829 | CA05973-7829 | CA05973-7829 | MB ONBOARD TO FRONT X2 BP(BP PWR) | 50 | Cable | Cable | ['FIT' 'MW' 'WST'] | KABE | 0 | Material
CA05973-7830 | 10603057855 | CA05973-7830 | CA05973-7830 | CA05973-7830 | MB ONBOARD TO FRONT BP(PWR) | 50 | Cable | Cable | ['FIT' 'MW' 'WST'] | KABE | 0 | Material
CA05973-7831 | 10603057856 | CA05973-7831 | CA05973-7831 |  | MB ONBOARD TO HDD BP(SMB) | 50 | Cable | Cable | ['FIT' 'MW'] | KABE | 0 | Material
CA05973-7833 | 10603057857 | CA05973-7833 | CA05973-7833 | CA05973-7833 | MB ONBOARD TO PDB BOARD (MB MAIN PWR) | 50 | Cable | Cable | ['FIT' 'MW' 'WST'] | KABE | 0 | Material
CA05973-7835 | 10603057858 | CA05973-7835 | CA05973-7835 | CA05973-7835 | PDB TO HDD BP (BP PWR) | 50 | Cable | Cable | ['FIT' 'MW' 'WST'] | KABE | 0 | Material
CA05973-7836 | 10603057859 | CA05973-7836 | CA05973-7836 | CA05973-7836 | MB ONBD/RAID (C1) TO 2.5 HDD BP (SIGNAL) | 50 | Cable | Cable | ['FIT' 'MW' 'WST'] | KABE | 0 | Material
CA05973-7837 | 10603057860 | CA05973-7837 | CA05973-7837 | CA05973-7837 | MB ONBOARD TO FRONT VGA(SIGNAL) | 50 | Cable | Cable | ['FIT' 'MW' 'WST'] | KABE | 0 | Material
CA05973-7844 | 10603057862 | CA05973-7844 | CA05973-7844 | CA05973-7844 | MB TO F-1X USB 3.2 GEN2X2 F-TYPE C | 50 | Cable | Cable | ['FIT' 'MW' 'WST'] | KABE | 0 | Material
CA05973-7850 | 10603057864 | CA05973-7850 | CA05973-7850 | CA05973-7850 | EP5XXI TO 2.5 NVME HDD BP | 50 | Cable | Cable | ['FIT' 'MW' 'WST'] | KABE | 0 | Material
CA05973-7851 | 10603057865 | CA05973-7851 | CA05973-7851 | CA05973-7851 | EP5XXI TO 2.5 NVME HDD BP | 50 | Cable | Cable | ['FIT' 'MW' 'WST'] | KABE | 0 | Material
CA05973-7852 | 10603057866 | CA05973-7852 | CA05973-7852 | CA05973-7852 | MB ONBOARD TO HDD BP (BP PWR) | 50 | Cable | Cable | ['FIT' 'MW' 'WST'] | KABE | 0 | Material
CA05973-7853 | 10603057818 | CA05973-7853 | CA05973-7853 | CA05973-7853 | SKD RX1330M5 4X3.5 SAS/SATA | 50 | BB/Enclosure | SKD | ['FIT' 'MW' 'WST'] | KABE | 0 | Material
CA05973-7854 | 10603057819 | CA05973-7854 | CA05973-7854 | CA05973-7854 | SKD RX1330M5 4X2.5 SAS/SATA | 50 | BB/Enclosure | SKD | ['FIT' 'MW' 'WST'] | KABE | 0 | Material
CA05973-7855 | 10603057820 | CA05973-7855 | CA05973-7855 | CA05973-7855 | SKD RX1330M5 4X2.5 NVME | 50 | BB/Enclosure | SKD | ['FIT' 'MW' 'WST'] | KABE | 0 | Material
CA05973-7856 | 10603057821 | CA05973-7856 | CA05973-7856 | CA05973-7856 | SKD RX1330M5 10X.2.5 SAS/SATA | 50 | BB/Enclosure | SKD | ['FIT' 'MW' 'WST'] | KABE | 0 | Material
CA05973-7857 | 10603057822 | CA05973-7857 | CA05973-7857 | CA05973-7857 | SKD RX1330M5S 4X.2.5 SAS/SATA | 50 | BB/Enclosure | SKD | ['FIT' 'MW' 'WST'] | KABE | 0 | Material
CA05973-7858 | 10603057823 | CA05973-7858 | CA05973-7858 | CA05973-7858 | SKD RX1330M5S 4X.2.5 NVME | 50 | BB/Enclosure | SKD | ['FIT' 'MW' 'WST'] | KABE | 0 | Material
CA05973-7859 | 10603057834 | CA05973-7859 |  |  | SKD RX1330M5R 4X.2.5 SAS/SATA | 80 | BB/Enclosure | SKD | ['FIT'] | KABE | 0 | Material
CA05973-7860 | 10603057835 | CA05973-7860 |  |  | SKD RX1330M5R 4X.2.5 NVME SKD | 80 | BB/Enclosure | SKD | ['FIT'] | KABE | 0 | Material
CA05973-7862 | 10603057877 | CA05973-7862 | CA05973-7862 | CA05973-7862 | STANDARD PSU BRACKET | 50 | Small parts | Mechanical | ['FIT' 'MW' 'WST'] | KABE | 0 | Material
CA05973-7864 | 10603057883 | CA05973-7864 | CA05973-7864 | CA05973-7864 | REDUNDANT PSU CAGE WITH LBL(RX1330M5,S) | 50 | Small parts | Mechanical | ['FIT' 'MW' 'WST'] | KABE | 0 | Material
CA05973-7865 | 10603057878 | CA05973-7865 | CA05973-7865 | CA05973-7865 | PDB BRACKET (RX1330M5S,R) | 50 | Small parts | Mechanical | ['FIT' 'MW' 'WST'] | KABE | 0 | Material
CA05973-7866 | 10603057915 | CA05973-7866 | CA05973-7866 | CA05973-7866 | COP MODULE (STD) | 50 | Others | Others | ['FIT' 'MW' 'WST'] | KABE | 0 | Material
CA05973-7867 | 10603057916 | CA05973-7867 | CA05973-7867 |  | COP MODULE (SHORT) | 50 | Others | Others | ['FIT' 'MW'] | KABE | 0 | Material
CA05973-7868 |  |  |  |  | COP module (Short Reverse) |  | Others | Others | ['FIT'] |  | 0 | Material
CA05973-7870 | 10603132304 | CA05973-7870 | CA05973-7870 |  | TOP COVER STANDARD | 50 | Small parts | Mechanical | ['FIT' 'MW'] | KABE | 0 | Material
CA05973-7871 | 10603132305 | CA05973-7871 | CA05973-7871 |  | TOP COVER SHORT/REVERSE | 50 | Small parts | Mechanical | ['FIT' 'MW'] | KABE | 0 | Material
CA05973-7872 | 10603182969 | CA05973-7872 | CA05973-7872 | CA05973-7872 | RX2530M6 NAMING LABEL | 50 | Small parts | Label | ['FIT' 'MW' 'WST'] | KABE | 0 | Material
CA05973-7873 | 10603145264 | CA05973-7873 |  | CA05973-7873 | RX1330M5 NAMING LABEL | 50 | Small parts | Label | ['FIT' 'WST'] | KABE | 0 | Material
CA05973-7874 | 10603251988 | CA05973-7874 | CA05973-7874 | CA05973-7874 | EP6XX TO NVME HDD BP (PCIE GEN4)#2 | 50 | Cable | Cable | ['FIT' 'MW' 'WST'] | KABE | 0 | Material
CA05973-7875 | 10603251989 | CA05973-7875 | CA05973-7875 | CA05973-7875 | EP6XXI TO SAS HDD BP | 50 | Cable | Cable | ['FIT' 'MW' 'WST'] | KABE | 0 | Material
CA05973-7876 | 10603251990 | CA05973-7876 | CA05973-7876 | CA05973-7876 | EP6XXI TO 2*SAS HDD BP | 50 | Cable | Cable | ['FIT' 'MW' 'WST'] | KABE | 0 | Material
CA05973-7877 | 10603251991 | CA05973-7877 | CA05973-7877 | CA05973-7877 | RAID CARD TO 3.5 HDD BP(SIGNAL) | 50 | Cable | Cable | ['FIT' 'MW' 'WST'] | KABE | 0 | Material
CA05973-7878 | 10603251992 | CA05973-7878 | CA05973-7878 | CA05973-7878 | EP6XX TO NVME HDD BP (PCIE GEN4)#1 | 50 | Cable | Cable | ['FIT' 'MW' 'WST'] | KABE | 0 | Material
CA05973-7879 | 10603251993 | CA05973-7879 | CA05973-7879 | CA05973-7879 | EP6XX TO NVME HDD BP (PCIE GEN4)#2 | 50 | Cable | Cable | ['FIT' 'MW' 'WST'] | KABE | 0 | Material
CA05973-7880 | 10603252034 | CA05973-7880 | CA05973-7880 | CA05973-7880 | EP6XX TO SAS HDD BP | 50 | Cable | Cable | ['FIT' 'MW' 'WST'] | KABE | 0 | Material
CA05973-7903 | 10603015856 | CA05973-7903 | CA05973-7903 | CA05973-7903 | IP5X DUST PROTECTION KIT(W/CA05973-7038) | 50 | Small parts | Mechanical | ['FIT' 'MW' 'WST'] | KABE | 0 | Material
CA05973-7905 | 10603015838 | CA05973-7905 | CA05973-7905 | CA05973-7905 | PERFORMANCE FANSINK FOR 95W CPU | 50 | Cooling | Heatsink | ['FIT' 'MW' 'WST'] | KABE | 0 | Material
CA05973-7906 | 10603015839 | CA05973-7906 | CA05973-7906 | CA05973-7906 | STANDARD FANSINK FOR UNDER 80W CPU | 50 | Cooling | Heatsink | ['FIT' 'MW' 'WST'] | KABE | 0 | Material
CA05973-7908 | 10603015901 | CA05973-7908 |  | CA05973-7908 | SKD TX1320M5 STD 2.5 | 50 | BB/Enclosure | SKD | ['FIT' 'WST'] | KABE | 0 | Material
CA05973-7909 | 10603015902 | CA05973-7909 | CA05973-7909 | CA05973-7909 | SKD TX1320M5 RED 2.5 | 50 | BB/Enclosure | SKD | ['FIT' 'MW' 'WST'] | KABE | 0 | Material
CA05973-7910 | 10603015903 | CA05973-7910 |  | CA05973-7910 | SKD TX1320M5 STD 3.5 | 50 | BB/Enclosure | SKD | ['FIT' 'WST'] | KABE | 0 | Material
CA05973-7912 | 10603102776 | CA05973-7912 | CA05973-7912 | CA05973-7912 | ASSY RPSU KITS | 50 | Small parts | Mechanical | ['FIT' 'MW' 'WST'] | KABE | 0 | Material
CA05973-7913 | 10603136247 | CA05973-7913 | CA05973-7913 | CA05973-7913 | TX1320 M5 TOWER SERVER FRONT UPPER DOOR | 50 | Small parts | Mechanical | ['FIT' 'MW' 'WST'] | KABE | 0 | Material
CA05973-7914 | 10603136248 | CA05973-7914 | CA05973-7914 | CA05973-7914 | TX1320 M5 TOWER SERVER FRONT LOWER DOOR | 50 | Small parts | Mechanical | ['FIT' 'MW' 'WST'] | KABE | 0 | Material
CA05973-7915 | 10603136249 | CA05973-7915 | CA05973-7915 | CA05973-7915 | TX1320 M5 TOP COVER | 50 | Small parts | Mechanical | ['FIT' 'MW' 'WST'] | KABE | 0 | Material
CA05973-7916 |  |  |  |  | TX1320 ASSY OP MODULE_WHITE |  | Others | Others | ['FIT'] |  | 0 | Material
CA05973-7918 |  |  |  |  | TX1320 M5 TOP COVER WITH UPPER DOOR_WHITE |  | Small parts | Mechanical | ['FIT'] |  | 0 | Material
CA05973-7919 | 10603147297 | CA05973-7919 |  | CA05973-7919 | TX1320M5 2.5" HDD LABEL | 50 | Small parts | Label | ['FIT' 'MW' 'WST'] | KABE | 0 | Material
CA05973-7920 | 10603241642 | CA05973-7920 | CA05973-7920 | CA05973-7920 | TX1320 EP6 2P/NVME CABLE | 50 | Cable | Cable | ['FIT' 'MW' 'WST'] | KABE | 0 | Material
CA05973-7921 | 10603241824 | CA05973-7921 | CA05973-7921 | CA05973-7921 | 4 HDD SAS SIGNAL CABLE FOR C6/L6 RAID | 50 | Cable | Cable | ['FIT' 'MW' 'WST'] | KABE | 0 | Material
CA05973-7922 | 10603241643 | CA05973-7922 | CA05973-7922 | CA05973-7922 | 8 HDD SAS SIGNAL CABLE FOR C6/L6 RAID | 50 | Cable | Cable | ['FIT' 'MW' 'WST'] | KABE | 0 | Material
CA05973-7923 | 10603241825 | CA05973-7923 | CA05973-7923 | CA05973-7923 | 3.5 SATA SIGNAL CABLE FOR C6/L6 RAID | 50 | Cable | Cable | ['FIT' 'MW' 'WST'] | KABE | 0 | Material
CA05973-7925 | 10603436120 | CA05973-7925 | CA05973-7925 | CA05973-7925 | TX1320M5_ 6038 FAN MODULE | 50 | Small parts | Mechanical | ['FIT' 'MW' 'WST'] | KABE | 0 | Material
CA05973-7928 |  |  |  |  | SKD TX1320M5 RED 2.5_WHITE |  | BB/Enclosure | SKD | ['FIT'] |  | 0 | Material
CA05973-8003 | 10603015874 | CA05973-8003 | CA05973-8003 | CA05973-8003 | OPTION PART-8X2.5"HDD FRONT PANEL PLATE | 50 | Small parts | Mechanical | ['FIT' 'MW' 'WST'] | KABE | 0 | Material
CA05973-8004 | 10603015875 | CA05973-8004 | CA05973-8004 | CA05973-8004 | OPTION PART-4X3.5"HDD FRONT PANEL PLATE | 50 | Small parts | Mechanical | ['FIT' 'MW' 'WST'] | KABE | 0 | Material
CA05973-8005 | 10603015876 | CA05973-8005 | CA05973-8005 | CA05973-8005 | OPTION PART - 3.5" HDD BAY TOP COVER | 50 | Small parts | Mechanical | ['FIT' 'MW' 'WST'] | KABE | 0 | Material
CA05973-8006 | 10603015877 | CA05973-8006 | CA05973-8006 | CA05973-8006 | OPTION PART - 2.5" HDD BAY TOP COVER | 50 | Small parts | Mechanical | ['FIT' 'MW' 'WST'] | KABE | 0 | Material
CA05973-8007 | 10603015894 | CA05973-8007 | CA05973-8007 | CA05973-8007 | OPTION PART-2.5"HDD NUMBERING LBL(TOWER) | 50 | Small parts | Label | ['FIT' 'MW' 'WST'] | KABE | 0 | Material
CA05973-8008 | 10603015895 | CA05973-8008 | CA05973-8008 | CA05973-8008 | OPTION PART-3.5"HDD NUMBERING LBL(TOWER) | 50 | Small parts | Label | ['FIT' 'MW' 'WST'] | KABE | 0 | Material
CA05973-8009 | 10603015896 | CA05973-8009 |  | CA05973-8009 | 2.5" HDD Numbering Label (Rack) | 50 | Small parts | Label | ['FIT' 'WST'] | KABE | 0 | Material
CA05973-8010 | 10603015897 | CA05973-8010 |  | CA05973-8010 | 3.5" HDD Numbering Label (Rack) | 50 | Small parts | Label | ['FIT' 'WST'] | KABE | 0 | Material
CA05973-8011 | 10603015878 | CA05973-8011 | CA05973-8011 | CA05973-8011 | OPTION PART- RACK FRONT BEZEL | 50 | Small parts | Mechanical | ['FIT' 'MW' 'WST'] | KABE | 0 | Material
CA05973-8012 | 10603015836 | CA05973-8012 | CA05973-8012 | CA05973-8012 | TX M5 HDD LED CABLE, 1 TO 1, 150MM | 50 | Cable | Cable | ['FIT' 'MW' 'WST'] | KABE | 0 | Material
CA05973-8013 | 10603015841 | CA05973-8013 | CA05973-8013 | CA05973-8013 | CPU HEATSINK | 50 | Cooling | Heatsink | ['FIT' 'MW' 'WST'] | KABE | 0 | Material
CA05973-8014 | 10603015904 | CA05973-8014 | CA05973-8014 | CA05973-8014 | SKD TX1330M5 FS | 50 | BB/Enclosure | SKD | ['FIT' 'MW' 'WST'] | KABE | 0 | Material
CA05973-8015 | 10603015905 | CA05973-8015 | CA05973-8015 | CA05973-8015 | SKD TX1330M5 FR | 50 | BB/Enclosure | SKD | ['FIT' 'MW' 'WST'] | KABE | 0 | Material
CA05973-8016 | 10603015906 | CA05973-8016 | CA05973-8016 | CA05973-8016 | SKD TX1330M5 RR | 50 | BB/Enclosure | SKD | ['FIT' 'MW' 'WST'] | KABE | 0 | Material
CA05973-8018 | 10603015879 | CA05973-8018 | CA05973-8018 | CA05973-8018 | OPTION PART-16X2.5"HDD FRONT PANEL PLATE | 50 | Small parts | Mechanical | ['FIT' 'MW' 'WST'] | KABE | 0 | Material
CA05973-8019 | 10603015880 | CA05973-8019 | CA05973-8019 | CA05973-8019 | OPTION PART-8X3.5"HDD FRONT PANEL PLATE | 50 | Small parts | Mechanical | ['FIT' 'MW' 'WST'] | KABE | 0 | Material
CA05973-8020 | 10603136418 | CA05973-8020 | CA05973-8020 |  | RACK FRONT BEZEL, DIFFERENT KEY TYPE | 30 | Small parts | Mechanical | ['FIT' 'MW' 'WST'] | KABE | 0 | Material
CA05973-8021 | 10603104186 | CA05973-8021 | CA05973-8021 | CA05973-8021 | ASSY FB FRAME CONVERTER KIT RACK HT415 | 50 | Small parts | Mechanical | ['FIT' 'MW' 'WST'] | KABE | 0 | Material
CA05973-8022 | 10603104187 | CA05973-8022 | CA05973-8022 | CA05973-8022 | ASSY OP COMPL RACK HT415 | 50 | Small parts | Mechanical | ['FIT' 'MW' 'WST'] | KABE | 0 | Material
CA05973-8023 | 10603104188 | CA05973-8023 | CA05973-8023 | CA05973-8023 | ASSY TWO FAN AIR DUCT HT415 | 50 | Small parts | Mechanical | ['FIT' 'MW' 'WST'] | KABE | 0 | Material
CA05973-8024 | 10603104189 | CA05973-8024 | CA05973-8024 | CA05973-8024 | ASSY RPSU CAGE HT415 | 50 | Small parts | Mechanical | ['FIT' 'MW' 'WST'] | KABE | 0 | Material
CA05973-8025 | 10603104190 | CA05973-8025 | CA05973-8025 | CA05973-8025 | ASSY EXPND CARRY HT415 | 50 | Small parts | Mechanical | ['FIT' 'MW' 'WST'] | KABE | 0 | Material
CA05973-8026 | 10603136386 | CA05973-8026 |  | CA05973-8026 | TX1330 ASSY OP MODULE-TOWER | 50 | Small parts | Mechanical | ['FIT' 'MW' 'WST'] | KABE | 0 | Material
CA05973-8027 | 10603136245 | CA05973-8027 |  |  | NENÃ_K_DISPOZICI | 50 | Others | Others | ['FIT' 'MW' 'WST'] | KABE | 0 | Material
CA05973-8028 | 10603136445 | CA05973-8028 | CA05973-8028 | CA05973-8028 | RMK-F1 DROP-IN TX2550 | 50 | Small parts | Mechanical | ['FIT' 'MW' 'WST'] | KABE | 0 | Material
CA05973-8029 | 10603136404 | CA05973-8029 | CA05973-8029 | CA05973-8029 | AIR CHANNEL (STD PSU) | 50 | Small parts | Mechanical | ['FIT' 'MW' 'WST'] | KABE | 0 | Material
CA05973-8030 | 10603136392 | CA05973-8030 | CA05973-8030 | CA05973-8030 | AIR CHANNEL (RED PSU) | 50 | Small parts | Mechanical | ['FIT' 'MW' 'WST'] | KABE | 0 | Material
CA05973-8031 | 10603136405 | CA05973-8031 | CA05973-8031 | CA05973-8031 | TX1330 M5 TOWER SERVER FRONT COVER | 50 | Small parts | Mechanical | ['FIT' 'MW' 'WST'] | KABE | 0 | Material
CA05973-8032 | 10603215018 | CA05973-8032 |  | CA05973-8032 | 8 PIN HEADER COVER | 50 | Small parts | Mechanical | ['WST'] | KABE | 0 | Material
CA05973-8033 | 10603136416 | CA05973-8033 |  | CA05973-8033 | TX1330 M5 RACK BEZEL MODEL LABEL | 50 | Small parts | Label | ['FIT' 'WST'] | KABE | 0 | Material
CA05973-8037 | 10603147298 | CA05973-8037 | CA05973-8037 |  | RACK FRAME W/ QRL | 50 | Small parts | Mechanical | ['FIT' 'MW'] | KABE | 0 | Material
CA05973-8038 | 10603153755 | CA05973-8038 |  |  | RMK-F2 DROP-IN-W/O CMA TX | 50 | Small parts | Mechanical | ['FIT'] | KABE | 0 | Material
CA05973-8039 | 10603241826 | CA05973-8039 | CA05973-8039 | CA05973-8039 | SAS SIGNAL CABLE FOR C6/L6 RAID | 50 | Cable | Cable | ['FIT' 'MW' 'WST'] | KABE | 0 | Material
CA05973-8040 | 10603241828 | CA05973-8040 |  | CA05973-8040 | TX1330 EP6 2P/NVME CABLE | 50 | Cable | Cable | ['FIT' 'WST'] | KABE | 0 | Material
CA05973-8041 | 10603241827 | CA05973-8041 | CA05973-8041 | CA05973-8041 | LTO PWR/SIGNAL CABLE FOR LYNX6 | 30 | Cable | Cable | ['FIT' 'MW' 'WST'] | KABE | 0 | Material
CA05973-8042 | 10603319460 | CA05973-8042 |  |  | TX1330 M5 TOWER SERVER FRONT COVER FOR FFBI | 30 | Small parts | Mechanical | ['FIT'] | KABE | 0 | Material
CA05973-8102 | 10603015837 | CA05973-8102 | CA05973-8102 | CA05973-8102 | TX1310 RAID ADAPTOR CABLE | 50 | Cable | Cable | ['FIT' 'MW' 'WST'] | KABE | 0 | Material
CA05973-8103 | 10603015842 | CA05973-8103 |  | CA05973-8103 | CPU Fansink 7015 | 50 | Cooling | Heatsink | ['FIT' 'WST'] | KABE | 0 | Material
CA05973-8104 | 10603015899 | CA05973-8104 |  | CA05973-8104 | SKD TX1310M5 | 50 | BB/Enclosure | SKD | ['FIT' 'WST'] | KABE | 0 | Material
CA05973-8105 | 10603015900 | CA05973-8105 |  |  | SKD TX1310M5 BMC | 30 | BB/Enclosure | SKD | ['FIT'] | KABE | 0 | Material
CA05973-8107 | 10603253848 | CA05973-8107 |  | CA05973-8107 | MYLAR 4.0*7.0*0.4MM FOR TX1310 WO BMC | 50 | Small parts | Mechanical | ['WST'] | KABE | 0 | Material
CA05973-8108 | 10603134516 | CA05973-8108 | CA05973-8108 | CA05973-8108 | FRONT BEZEL FOR TX1310 W/O BMC | 50 | Small parts | Mechanical | ['FIT' 'MW' 'WST'] | KABE | 0 | Material
CA05973-8109 |  |  |  |  | Front Bezel For TX1310 W/ BMC |  | Small parts | Mechanical | ['FIT'] |  | 0 | Material
CA05973-8110 | 10603145527 | CA05973-8110 | CA05973-8110 | CA05973-8110 | COMBO FRAME FOR TX1310M5 | 50 | Small parts | Mechanical | ['FIT' 'MW' 'WST'] | KABE | 0 | Material
CA05973-8111 | 10603153737 | CA05973-8111 | CA05973-8111 |  | TX1310 M5 TOWER SERVER SIDE COVER | 50 | Small parts | Mechanical | ['FIT' 'MW'] | KABE | 0 | Material
CA05973-8112 | 10603253849 | CA05973-8112 |  | CA05973-8112 | MYLAR 2.5*15.0*0.5MM FOR TX1310 WO BMC | 50 | Small parts | Mechanical | ['WST'] | KABE | 0 | Material
CA05973-8113 | 10603279886 | CA05973-8113 |  | CA05973-8113 | PLASTIC PLUG | 50 | Small parts | Mechanical | ['WST'] | KABE | 0 | Material
CA05973-8116 | 2013626101 |  | CA05973-8116 |  | ODD Mylar Cover TX1310 M5 |  | Small parts | Mechanical | ['FIT' 'MW'] |  | 0 | Material
CA05973-8200 | 10603204833 | CA05973-8200 | CA05973-8200 | CA05973-8200 | RX2530M7_MB | 50 | Small parts | Systemboard | ['FIT' 'MW' 'WST'] | KABE | 0 | Material
CA05973-8201 | 10603204841 | CA05973-8201 |  | CA05973-8201 | RX2530M7_HSBP_4_3.5_SAS | 50 | Others | Others | ['FIT' 'WST'] | KABE | 0 | Material
CA05973-8202 | 10603204842 | CA05973-8202 |  | CA05973-8202 | RX2530M7_HSBP_8_2.5_SAS | 50 | Others | Others | ['FIT' 'WST'] | KABE | 0 | Material
CA05973-8203 | 10603204843 | CA05973-8203 |  | CA05973-8203 | RX2530M7_HSBP_10_2.5_COMBO | 50 | Others | Others | ['FIT' 'WST'] | KABE | 0 | Material
CA05973-8204 | 10603204900 | CA05973-8204 |  | CA05973-8204 | RX2530M7_RHSBP_2_2.5_COMBO | 50 | Others | Others | ['FIT' 'WST'] | KABE | 0 | Material
CA05973-8205 | 10603204840 | CA05973-8205 |  | CA05973-8205 | RX2530M7_RISER_X16 | 50 | Others | Others | ['FIT' 'WST'] | KABE | 0 | Material
CA05973-8206 | 10603204901 | CA05973-8206 | CA05973-8206 | CA05973-8206 | EXPANDER BD_24_SAS | 50 | Others | Others | ['FIT' 'MW' 'WST'] | KABE | 0 | Material
CA05973-8207 | 10603202276 | CA05973-8207 | CA05973-8207 | CA05973-8207 | RX25X0M7 M.2 INTERPOSER | 50 | Others | Others | ['FIT' 'MW' 'WST'] | KABE | 0 | Material
CA05973-8208 | 10603202277 | CA05973-8208 |  | CA05973-8208 | RX25X0M7 INTERNAL RAID RISER | 50 | Others | Others | ['FIT' 'WST'] | KABE | 0 | Material
CA05973-8211 | 10603204846 | CA05973-8211 | CA05973-8211 | CA05973-8211 | POWER MB TO 2.5" HSBP | 50 | Cable | Cable | ['FIT' 'MW' 'WST'] | KABE | 0 | Material
CA05973-8212 | 10603204902 | CA05973-8212 | CA05973-8212 | CA05973-8212 | SIGNAL MB TO EXP | 50 | Cable | Cable | ['FIT' 'MW' 'WST'] | KABE | 0 | Material
CA05973-8213 | 10603204903 | CA05973-8213 | CA05973-8213 | CA05973-8213 | MINI SAS HD MB TO HSBP | 50 | Cable | Cable | ['FIT' 'MW' 'WST'] | KABE | 0 | Material
CA05973-8214 | 10603205014 | CA05973-8214 | CA05973-8214 | CA05973-8214 | MB (MINISAS HD) TO HSBP (SLIMSAS X4) | 50 | Cable | Cable | ['FIT' 'MW' 'WST'] | KABE | 0 | Material
CA05973-8215 | 10603205015 | CA05973-8215 | CA05973-8215 | CA05973-8215 | POWER MB TO RAID RISER | 50 | Cable | Cable | ['FIT' 'MW' 'WST'] | KABE | 0 | Material
CA05973-8216 | 10603205016 | CA05973-8216 | CA05973-8216 | CA05973-8216 | SLIM SAS X8 EXP TO INT. ID CARD | 50 | Cable | Cable | ['FIT' 'MW' 'WST'] | KABE | 0 | Material
CA05973-8217 | 10603205017 | CA05973-8217 | CA05973-8217 | CA05973-8217 | SLIM SAS X4 EXP TO HSBP 210MM | 50 | Cable | Cable | ['FIT' 'MW' 'WST'] | KABE | 0 | Material
CA05973-8218 | 10603205018 | CA05973-8218 | CA05973-8218 | CA05973-8218 | SLIM SAS X4 EXP TO HSBP 80MM | 50 | Cable | Cable | ['FIT' 'MW' 'WST'] | KABE | 0 | Material
CA05973-8219 | 10603205019 | CA05973-8219 | CA05973-8219 | CA05973-8219 | MCIO X8 MB TO RAID CARD RISER/HSBP | 50 | Cable | Cable | ['FIT' 'MW' 'WST'] | KABE | 0 | Material
CA05973-8220 | 10603205020 | CA05973-8220 | CA05973-8220 | CA05973-8220 | MCIO X8 MB RAID RISER/HSBP(RA TO STR)300 | 50 | Cable | Cable | ['FIT' 'MW' 'WST'] | KABE | 0 | Material
CA05973-8222 | 10603249934 | CA05973-8222 | CA05973-8222 | CA05973-8222 | ASSY_ONE PIECE BLANK DUMMY HS | 50 | Small parts | Mechanical | ['FIT' 'MW' 'WST'] | KABE | 0 | Material
CA05973-8223 | 10603204847 | CA05973-8223 | CA05973-8223 | CA05973-8223 | POWER MB TO 3.5" HSBP & EXP | 50 | Cable | Cable | ['FIT' 'MW' 'WST'] | KABE | 0 | Material
CA05973-8225 | 10603204848 | CA05973-8225 | CA05973-8225 | CA05973-8225 | SIGNAL MB TO HSBP | 50 | Cable | Cable | ['FIT' 'MW' 'WST'] | KABE | 0 | Material
CA05973-8227 | 10603205022 | CA05973-8227 | CA05973-8227 | CA05973-8227 | SLIM SAS X4 BP TO RAID CARD | 50 | Cable | Cable | ['FIT' 'MW' 'WST'] | KABE | 0 | Material
CA05973-8228 | 10603254360 | CA05973-8228 | CA05973-8228 | CA05973-8228 | RX2530M7 FAN DOOR-3.5" | 50 | Small parts | Mechanical | ['FIT' 'MW' 'WST'] | KABE | 0 | Material
CA05973-8231 | 10603357271 | CA05973-8231 |  | CA05973-8231 | RX2530M7_EXPANDER_BD_24_SAS | 50 | Others | Others | ['WST'] | KABE | 0 | Material
CA05973-8232 | 10603205023 | CA05973-8232 |  | CA05973-8232 | SIGNAL MB TO RHSBP | 50 | Cable | Cable | ['FIT' 'WST'] | KABE | 0 | Material
CA05973-8233 | 10603205024 | CA05973-8233 | CA05973-8233 | CA05973-8233 | POWER MB TO RHSBP | 50 | Cable | Cable | ['FIT' 'MW' 'WST'] | KABE | 0 | Material
CA05973-8235 | 10603205025 | CA05973-8235 | CA05973-8235 | CA05973-8235 | SLIM SAS X4 EXP TO RHSBP | 50 | Cable | Cable | ['FIT' 'MW' 'WST'] | KABE | 0 | Material
CA05973-8237 | 10603205026 | CA05973-8237 | CA05973-8237 | CA05973-8237 | SLIMSAS X8 M.2 TO MB | 50 | Cable | Cable | ['FIT' 'MW' 'WST'] | KABE | 0 | Material
CA05973-8238 | 10603205027 | CA05973-8238 |  | CA05973-8238 | POWER M.2 TO MB | 50 | Cable | Cable | ['FIT' 'WST'] | KABE | 0 | Material
CA05973-8239 | 10603434740 | CA05973-8239 | CA05973-8239 | CA05973-8239 | RX2530M7S AIC M.2 INTERPOSER MODULE | 50 | Others | Others | ['FIT' 'MW' 'WST'] | KABE | 0 | Material
CA05973-8241 | 10603205028 | CA05973-8241 | CA05973-8241 | CA05973-8241 | TYPE 1 BP TO RR RAID CARD | 50 | Cable | Cable | ['FIT' 'MW' 'WST'] | KABE | 0 | Material
CA05973-8242 | 10603205029 | CA05973-8242 | CA05973-8242 | CA05973-8242 | INTERNAL RAID CARD TO HSBP | 50 | Cable | Cable | ['FIT' 'MW' 'WST'] | KABE | 0 | Material
CA05973-8243 | 10603205030 | CA05973-8243 | CA05973-8243 | CA05973-8243 | RAID CARD TO HSBP | 50 | Cable | Cable | ['FIT' 'MW' 'WST'] | KABE | 0 | Material
CA05973-8244 | 10603205031 | CA05973-8244 | CA05973-8244 | CA05973-8244 | RAID CARD TO EXPENDER BOARD | 50 | Cable | Cable | ['FIT' 'MW' 'WST'] | KABE | 0 | Material
CA05973-8245 | 10603205032 | CA05973-8245 | CA05973-8245 | CA05973-8245 | REAR RAID TO HSBP(HSBP SIDE MCIOX8)770MM | 50 | Cable | Cable | ['FIT' 'MW' 'WST'] | KABE | 0 | Material
CA05973-8246 | 10603205033 | CA05973-8246 | CA05973-8246 | CA05973-8246 | REAR RAID TO HSBP(HSBP SIDE MCIOX8)900MM | 50 | Cable | Cable | ['FIT' 'MW' 'WST'] | KABE | 0 | Material
CA05973-8247 | 10603205034 | CA05973-8247 | CA05973-8247 | CA05973-8247 | INTERNAL RAID TO HSBP(HSBP SIDE MCIO X8) | 50 | Cable | Cable | ['FIT' 'MW' 'WST'] | KABE | 0 | Material
CA05973-8250 | 10603205127 | CA05973-8250 | CA05973-8250 | CA05973-8250 | VGA CABLE | 50 | Cable | Cable | ['FIT' 'MW' 'WST'] | KABE | 0 | Material
CA05973-8251 | 10603434708 | CA05973-8251 |  | CA05973-8251 | MB SIGNAL TO HSBP 280MM | 50 | Cable | Cable | ['FIT' 'WST'] | KABE | 0 | Material
CA05973-8252 | 10603434927 | CA05973-8252 | CA05973-8252 |  | FAN DOOR-2.5" | 50 | Small parts | Mechanical | ['FIT' 'MW'] | KABE | 0 | Material
CA05973-8253 | 10603434710 | CA05973-8253 | CA05973-8253 | CA05973-8253 | RX2530M7S COP MODULE KIT | 50 | Others | Others | ['FIT' 'MW' 'WST'] | KABE | 0 | Material
CA05973-8256 | 10603205805 | CA05973-8256 | CA05973-8256 | CA05973-8256 | RX2530M7 SKD 4X3.5" | 50 | BB/Enclosure | SKD | ['FIT' 'MW' 'WST'] | KABE | 0 | Material
CA05973-8257 | 10603205806 | CA05973-8257 | CA05973-8257 | CA05973-8257 | RX2530M7 SKD 8X2.5" | 50 | BB/Enclosure | SKD | ['FIT' 'MW' 'WST'] | KABE | 0 | Material
CA05973-8258 | 10603205807 | CA05973-8258 | CA05973-8258 | CA05973-8258 | RX2530M7 SKD 10X2.5" | 50 | BB/Enclosure | SKD | ['FIT' 'MW' 'WST'] | KABE | 0 | Material
CA05973-8259 | 10603434712 | CA05973-8259 | CA05973-8259 | CA05973-8259 | MB (MINISAS HD) TO HSBP (SLIMSAS X4) | 50 | Cable | Cable | ['FIT' 'MW' 'WST'] | KABE | 0 | Material
CA05973-8261 | 10603434733 | CA05973-8261 |  | CA05973-8261 | MCIO X8 MB TO RAID CARD RISER/HSBP 240 | 50 | Cable | Cable | ['FIT' 'WST'] | KABE | 0 | Material
CA05973-8262 | 10603434734 | CA05973-8262 |  | CA05973-8262 | CBL MCIO_A MB TO 2.5HSBP_MCIO3/7 TO P2/5 | 50 | Cable | Cable | ['FIT' 'WST'] | KABE | 0 | Material
CA05973-8263 | 10603434735 | CA05973-8263 |  | CA05973-8263 | CBL MCIO_B MB TO 2.5HSBP_MCIO8 TO P4 | 50 | Cable | Cable | ['FIT' 'WST'] | KABE | 0 | Material
CA05973-8264 | 10603434736 | CA05973-8264 |  | CA05973-8264 | CBL MCIO_C MB TO 2.5HSBP_MCIO4 TO P1 | 50 | Cable | Cable | ['FIT' 'WST'] | KABE | 0 | Material
CA05973-8265 | 10603434737 | CA05973-8265 | CA05973-8265 | CA05973-8265 | RAID CARD TO HSBP 650/840 | 50 | Cable | Cable | ['FIT' 'MW' 'WST'] | KABE | 0 | Material
CA05973-8266 | 10603434738 | CA05973-8266 |  | CA05973-8266 | RAID CARD TO HSBP 720 | 50 | Cable | Cable | ['FIT' 'WST'] | KABE | 0 | Material
CA05973-8267 | 10603202279 | CA05973-8267 | CA05973-8267 | CA05973-8267 | EVAC HEATSINK | 50 | Cooling | Heatsink | ['FIT' 'MW' 'WST'] | KABE | 0 | Material
CA05973-8268 | 10603434929 | CA05973-8268 |  | CA05973-8268 | VGA CABLE | 50 | Cable | Cable | ['FIT' 'WST'] | KABE | 0 | Material
CA05973-8269 | 10603205154 | CA05973-8269 |  | CA05973-8269 | RX2530M7_FAN MODULE (4056 DUAL ROTOR) | 50 | Cooling | FAN | ['FIT' 'WST'] | KABE | 0 | Material
CA05973-8272 | 10603205713 | CA05973-8272 | CA05973-8272 | CA05973-8272 | RX2530M7_2X2.5"_RHSBP KIT (W/ SCREW*2) | 50 | Others | Others | ['FIT' 'MW' 'WST'] | KABE | 0 | Material
CA05973-8273 | 10603205804 | CA05973-8273 | CA05973-8273 | CA05973-8273 | RX2530M7 INTERNAL RAID RISER MODULE | 50 | Others | Others | ['FIT' 'MW' 'WST'] | KABE | 0 | Material
CA05973-8274 | 10603205809 | CA05973-8274 | CA05973-8274 | CA05973-8274 | RX2530M7 COP MODULE KIT | 50 | Others | Others | ['FIT' 'MW' 'WST'] | KABE | 0 | Material
CA05973-8275 | 10603434704 | CA05973-8275 | CA05973-8275 | CA05973-8275 | RX2530M7S SKD 8X2.5" | 50 | BB/Enclosure | SKD | ['FIT' 'MW' 'WST'] | KABE | 0 | Material
CA05973-8277 | 10603205712 | CA05973-8277 | CA05973-8277 | CA05973-8277 | RX2530M7 1U CPU HEATSINK | 50 | Cooling | Heatsink | ['FIT' 'MW' 'WST'] | KABE | 0 | Material
CA05973-8279 | 10603205128 | CA05973-8279 |  | CA05973-8279 | NC-SI/I2C/UART CABLE (INTEL) | 50 | Cable | Cable | ['FIT' 'MW' 'WST'] | KABE | 0 | Material
CA05973-8281 | 10603205131 | CA05973-8281 | CA05973-8281 | CA05973-8281 | POWER Y CABLE TO NVIDIA BLUEFIELD & EXP | 50 | Cable | Cable | ['FIT' 'MW' 'WST'] | KABE | 0 | Material
CA05973-8282 | 10603205710 | CA05973-8282 | CA05973-8282 |  | POWER MB TO NVIDIA BLUEFIELD | 50 | Cable | Cable | ['FIT' 'MW'] | KABE | 0 | Material
CA05973-8284 | 10603434739 | CA05973-8284 |  | CA05973-8284 | SLIMSAS X8 M.2 TO MB | 50 | Cable | Cable | ['FIT' 'MW' 'WST'] | KABE | 0 | Material
CA05973-8285 | 10603434706 | CA05973-8285 | CA05973-8285 | CA05973-8285 | ODD CABLE | 50 | Cable | Cable | ['FIT' 'MW' 'WST'] | KABE | 0 | Material
CA05973-8286 | 10603205037 | CA05973-8286 | CA05973-8286 | CA05973-8286 | NEW_MCIO_A MB TO 2.5HSBP(RA TO RS)_MCIO3/7 TO P2/5 | 50 | Cable | Cable | ['FIT' 'MW' 'WST'] | KABE | 0 | Material
CA05973-8287 | 10603205042 | CA05973-8287 | CA05973-8287 | CA05973-8287 | NEW_MCIO_B MB TO 2.5" HSBP (RA TO RS)_MCIO8 TO P4 | 50 | Cable | Cable | ['FIT' 'MW' 'WST'] | KABE | 0 | Material
CA05973-8288 | 10603205124 | CA05973-8288 |  | CA05973-8288 | NEW_MCIO_C MB TO 2.5" HSBP (RA TO STR)_MCIO4 TO P1 | 50 | Cable | Cable | ['FIT' 'MW' 'WST'] | KABE | 0 | Material
CA05973-8289 | 10603434705 | CA05973-8289 | CA05973-8289 | CA05973-8289 | RX2530M7S SKD 10X2.5" | 50 | BB/Enclosure | SKD | ['FIT' 'MW' 'WST'] | KABE | 0 | Material
CA05973-8290 | 10603542427 | CA05973-8290 | CA05973-8290 | CA05973-8290 | RX2530M7_MB_TI / BF2 | 50 | Small parts | Systemboard | ['MW' 'FIT' 'WST'] | KABE | 0 | Material
CA05973-8292 | 10603205697 | CA05973-8292 | CA05973-8292 | CA05973-8292 | TOP COVER-REAR | 50 | Small parts | Mechanical | ['FIT' 'MW' 'WST'] | KABE | 0 | Material
CA05973-8293 | 10603205698 | CA05973-8293 | CA05973-8293 |  | AIR DUCT | 50 | Small parts | Mechanical | ['FIT' 'MW'] | KABE | 0 | Material
CA05973-8296 | 10603436123 | CA05973-8296 |  | CA05973-8296 | POWER MB TO 2.5" HSBP | 50 | Cable | Cable | ['FIT' 'WST'] | KABE | 0 | Material
CA05973-8297 | 10603205699 | CA05973-8297 | CA05973-8297 | CA05973-8297 | FAN DOOR-2.5" | 50 | Small parts | Mechanical | ['FIT' 'MW' 'WST'] | KABE | 0 | Material
CA05973-8298 | 10603205700 | CA05973-8298 |  | CA05973-8298 | HERMAL SENSOR MODULE | 50 | Small parts | Mechanical | ['FIT' 'WST'] | KABE | 0 | Material
CA05973-8300 | 10603202280 | CA05973-8300 |  |  | RX2540M7 MB | 50 | Small parts | Systemboard | ['FIT' 'WST'] | KABE | 0 | Material
CA05973-8301 | 10603202281 | CA05973-8301 |  | CA05973-8301 | RX2540M7 HSBP 10X3.5" SAS4 | 50 | Others | Others | ['FIT' 'WST'] | KABE | 0 | Material
CA05973-8302 | 10603202282 | CA05973-8302 |  | CA05973-8302 | RX2540M7 HSBP 12X3.5" SAS4 | 50 | Others | Others | ['FIT' 'WST'] | KABE | 0 | Material
CA05973-8303 | 10603202283 | CA05973-8303 |  | CA05973-8303 | RX2540M7 HSBP 8X3.5" SAS4 | 50 | Others | Others | ['FIT' 'WST'] | KABE | 0 | Material
CA05973-8304 | 10603202284 | CA05973-8304 |  | CA05973-8304 | RX2540M7 HSBP 8X2.5" COMBO | 50 | Others | Others | ['FIT' 'WST'] | KABE | 0 | Material
CA05973-8305 | 10603202285 | CA05973-8305 | CA05973-8305 |  | RX2540M7_HSBP_24_2.5_PCIE | 50 | Others | Others | ['FIT' 'MW'] | KABE | 0 | Material
CA05973-8306 | 10603202286 | CA05973-8306 |  | CA05973-8306 | RX2540M7_RHSBP_2_2.5_COMBO | 50 | Others | Others | ['FIT' 'WST'] | KABE | 0 | Material
CA05973-8308 | 10603202288 | CA05973-8308 |  | CA05973-8308 | RX2540M7_SAS EXPANDER_BD_40 | 50 | Others | Others | ['FIT' 'WST'] | KABE | 0 | Material
CA05973-8309 | 10603202289 | CA05973-8309 | CA05973-8309 |  | RX2540M7_SWITCH_BOARD_24_PCIE_GEN5 | 50 | Others | Others | ['FIT' 'MW'] | KABE | 0 | Material
CA05973-8310 | 10603202290 | CA05973-8310 |  | CA05973-8310 | RX2540M7 RISER X16 LR | 50 | Others | Others | ['WST'] | KABE | 0 | Material
CA05973-8311 | 10603202291 | CA05973-8311 |  | CA05973-8311 | RX2540M7 RISER X16 LR GPU | 50 | Others | Others | ['WST'] | KABE | 0 | Material
CA05973-8312 | 10603202292 | CA05973-8312 | CA05973-8312 |  | RX2540M7_RETIMER CARD_PCIE5 | 50 | Others | Others | ['FIT' 'MW'] | KABE | 0 | Material
CA05973-8313 | 10603202293 | CA05973-8313 | CA05973-8313 |  | RX2540M7_THERMAL_SENSOR_BOARD | 50 | Others | Others | ['FIT' 'MW'] | KABE | 0 | Material
CA05973-8314 | 10603202294 | CA05973-8314 | CA05973-8314 |  | FRONT PANEL SIGNAL CBL(MB TO FRONT PANEL | 50 | Cable | Cable | ['FIT' 'MW'] | KABE | 0 | Material
CA05973-8315 | 10603202295 | CA05973-8315 | CA05973-8315 | CA05973-8315 | I2C SIGNAL CABLE (MB TO RHSBP) Y CABLE | 50 | Cable | Cable | ['FIT' 'MW' 'WST'] | KABE | 0 | Material
CA05973-8320 | 10603202300 | CA05973-8320 | CA05973-8320 | CA05973-8320 | POWER CABLE MB TO GPGPU FOR CPU | 50 | Cable | Cable | ['FIT' 'MW' 'WST'] | KABE | 0 | Material
CA05973-8321 | 10603202301 | CA05973-8321 | CA05973-8321 | CA05973-8321 | I2C SIGNAL CABLE (MB TO EXPANDER) | 50 | Cable | Cable | ['FIT' 'MW' 'WST'] | KABE | 0 | Material
CA05973-8323 | 10603202302 | CA05973-8323 | CA05973-8323 | CA05973-8323 | PWR CBL 1X6=>2X3 (MB TO HSBP_10_3.5_SAS) | 50 | Cable | Cable | ['FIT' 'MW' 'WST'] | KABE | 0 | Material
CA05973-8324 | 10603202303 | CA05973-8324 | CA05973-8324 | CA05973-8324 | PWR CBL 1X6=>2X3 (MB TO HSBP_8_2.5_SAS) | 50 | Cable | Cable | ['FIT' 'MW' 'WST'] | KABE | 0 | Material
CA05973-8325 | 10603202304 | CA05973-8325 | CA05973-8325 | CA05973-8325 | POWER CABLE 1X6=>2X2 (MB TO EXPANDER BD) | 50 | Cable | Cable | ['FIT' 'MW' 'WST'] | KABE | 0 | Material
CA05973-8326 | 10603202305 | CA05973-8326 | CA05973-8326 | CA05973-8326 | PWR CBL 1X6(MB TO SWITCH BOARD_24_PCIE) | 50 | Cable | Cable | ['FIT' 'MW' 'WST'] | KABE | 0 | Material
CA05973-8327 | 10603202306 | CA05973-8327 | CA05973-8327 | CA05973-8327 | MCIO 8X=>8X (MB TO INTERNAL RAID RISER) | 50 | Cable | Cable | ['FIT' 'MW' 'WST'] | KABE | 0 | Material
CA05973-8328 | 10603202319 | CA05973-8328 | CA05973-8328 | CA05973-8328 | SLIMSAS 4X (INT RAID CARD TO EXPANDER) | 50 | Cable | Cable | ['FIT' 'MW' 'WST'] | KABE | 0 | Material
CA05973-8330 | 10603202320 | CA05973-8330 | CA05973-8330 | CA05973-8330 | SLIMSAS 4X (INTERNAL RAID CARD TO HSBP) | 50 | Cable | Cable | ['FIT' 'MW' 'WST'] | KABE | 0 | Material
CA05973-8331 | 10603202307 | CA05973-8331 | CA05973-8331 | CA05973-8331 | MCIO 8X (MB TO HSBP_8_2.5_COMBO) | 50 | Cable | Cable | ['FIT' 'MW' 'WST'] | KABE | 0 | Material
CA05973-8333 | 10603202321 | CA05973-8333 | CA05973-8333 | CA05973-8333 | MINI SAS HD 4X+4X (MB TO HSBP_10_3.5_S) | 50 | Cable | Cable | ['FIT' 'MW' 'WST'] | KABE | 0 | Material
CA05973-8334 | 10603202309 | CA05973-8334 | CA05973-8334 | CA05973-8334 | SLIMSAS 4X (EXPANDER TO HSBP_8_2.5_SAS) | 50 | Cable | Cable | ['FIT' 'MW' 'WST'] | KABE | 0 | Material
CA05973-8335 | 10603202310 | CA05973-8335 | CA05973-8335 | CA05973-8335 | SLIMSAS 4X (EXPANDER TO HSBP_8_2.5_SAS) | 50 | Cable | Cable | ['FIT' 'MW' 'WST'] | KABE | 0 | Material
CA05973-8339 | 10603202314 | CA05973-8339 | CA05973-8339 | CA05973-8339 | SLIMSAS 4X(RAID CARD TO HSBP_10_3.5_SAS) | 50 | Cable | Cable | ['FIT' 'MW' 'WST'] | KABE | 0 | Material
CA05973-8340 | 10603202322 | CA05973-8340 | CA05973-8340 | CA05973-8340 | SLIM SAS LP 4X TO SLIM SAS LP 4X | 50 | Cable | Cable | ['FIT' 'MW' 'WST'] | KABE | 0 | Material
CA05973-8341 | 10603202323 | CA05973-8341 | CA05973-8341 | CA05973-8341 | SLIMSAS 4X (INTERNAL RAID CARD TO HSBP) | 50 | Cable | Cable | ['FIT' 'MW' 'WST'] | KABE | 0 | Material
CA05973-8342 | 10603202324 | CA05973-8342 | CA05973-8342 | CA05973-8342 | SLIMSAS 4X (INTERNAL RAID CARD TO HSBP) | 50 | Cable | Cable | ['FIT' 'MW' 'WST'] | KABE | 0 | Material
CA05973-8343 | 10603202325 | CA05973-8343 | CA05973-8343 | CA05973-8343 | SLIMSAS 4X (INTERNAL RAID CARD TO HSBP) | 50 | Cable | Cable | ['FIT' 'MW' 'WST'] | KABE | 0 | Material
CA05973-8344 | 10603202326 | CA05973-8344 | CA05973-8344 | CA05973-8344 | SLIMSAS 4X (INTERNAL RAID CARD TO HSBP) | 50 | Cable | Cable | ['FIT' 'MW' 'WST'] | KABE | 0 | Material
CA05973-8346 | 10603202328 | CA05973-8346 | CA05973-8346 | CA05973-8346 | SLIMLINE 8X (PCIE RETIMER CARD TO RHSBP) | 50 | Cable | Cable | ['FIT' 'MW' 'WST'] | KABE | 0 | Material
CA05973-8347 | 10603202329 | CA05973-8347 | CA05973-8347 | CA05973-8347 | SLIMSAS 4X (EXPANDER BD_40_SAS TO RHSBP) | 50 | Cable | Cable | ['FIT' 'MW' 'WST'] | KABE | 0 | Material
CA05973-8348 | 10603202330 | CA05973-8348 |  | CA05973-8348 | POWER CABLE 2X4=>2X2(PITCH=3.0)(MB TO RHSBP) | 50 | Cable | Cable | ['FIT' 'WST'] | KABE | 0 | Material
CA05973-8349 | 10603202331 | CA05973-8349 |  | CA05973-8349 | POWER CABLE 2X4=>2X2(PITCH=3.0)(MB TO RHSBP) | 50 | Cable | Cable | ['FIT' 'WST'] | KABE | 0 | Material
CA05973-8350 | 10603202332 | CA05973-8350 | CA05973-8350 | CA05973-8350 | SLIMSAS 8X (MB TO M.2 BOARD) | 50 | Cable | Cable | ['FIT' 'MW' 'WST'] | KABE | 0 | Material
CA05973-8351 | 10603202333 | CA05973-8351 |  | CA05973-8351 | POWER CABLE 2X2 (MB TO M.2 BOARD) | 50 | Cable | Cable | ['FIT' 'WST'] | KABE | 0 | Material
CA05973-8352 | 10603202344 | CA05973-8352 | CA05973-8352 |  | I2C SIGNAL CABLE (MB TO RHSBP) Y CABLE | 30 | Cable | Cable | ['FIT' 'MW'] | KABE | 0 | Material
CA05973-8354 | 10603202345 | CA05973-8354 | CA05973-8354 | CA05973-8354 | MINI SAS HD 4X => SLIMSAS 4X | 50 | Cable | Cable | ['FIT' 'MW' 'WST'] | KABE | 0 | Material
CA05973-8358 | 10603202347 | CA05973-8358 | CA05973-8358 | CA05973-8358 | FRONT VGA (MB TO FRONT SIDE) | 50 | Cable | Cable | ['FIT' 'MW' 'WST'] | KABE | 0 | Material
CA05973-8360 | 10603202349 | CA05973-8360 | CA05973-8360 | CA05973-8360 | ODD CABLE(MB TO ODD) | 50 | Cable | Cable | ['FIT' 'MW' 'WST'] | KABE | 0 | Material
CA05973-8363 | 10603202350 | CA05973-8363 | CA05973-8363 |  | MINI SASHD 4X=>SATA7+6(RAID CARD TO LTO) | 30 | Cable | Cable | ['FIT' 'MW'] | KABE | 0 | Material
CA05973-8366 | 10603202351 | CA05973-8366 | CA05973-8366 | CA05973-8366 | I2C SIGNAL CABLE (RAID TO RAID RISER, LE | 50 | Cable | Cable | ['FIT' 'MW' 'WST'] | KABE | 0 | Material
CA05973-8367 | 10603202357 | CA05973-8367 | CA05973-8367 | CA05973-8367 | SLIMSAS 8X TO SLIMSAS 4X (2P) Y CABLE | 50 | Cable | Cable | ['FIT' 'MW' 'WST'] | KABE | 0 | Material
CA05973-8368 | 10603202358 | CA05973-8368 | CA05973-8368 | CA05973-8368 | SLIMSAS 8X TO SLIMSAS 4X (COUGAR 6) | 50 | Cable | Cable | ['FIT' 'MW' 'WST'] | KABE | 0 | Material
CA05973-8371 | 10603202360 | CA05973-8371 | CA05973-8371 | CA05973-8371 | SLIMSAS 8X TO SLIMSAS 8X (COUGAR 6) | 50 | Cable | Cable | ['FIT' 'MW' 'WST'] | KABE | 0 | Material
CA05973-8372 | 10603202361 | CA05973-8372 | CA05973-8372 | CA05973-8372 | SLIMSAS 8X TO SLIMSAS 4X (2P) Y CABLE | 50 | Cable | Cable | ['FIT' 'MW' 'WST'] | KABE | 0 | Material
CA05973-8374 | 10603298804 | CA05973-8374 | CA05973-8374 | CA05973-8374 | SLIMSAS 8X TO SAS CABLE(RAID CARD TO LTO | 50 | Cable | Cable | ['FIT' 'MW' 'WST'] | KABE | 0 | Material
CA05973-8375 | 10603202362 | CA05973-8375 | CA05973-8375 | CA05973-8375 | SLIMSAS 8X TO SLIMSAS 4X (2P) Y CABLE | 50 | Cable | Cable | ['FIT' 'MW' 'WST'] | KABE | 0 | Material
CA05973-8378 | 10603202363 | CA05973-8378 | CA05973-8378 | CA05973-8378 | SLIMSAS 8X TO SLIMSAS 4X (3P) Y CABLE | 50 | Cable | Cable | ['FIT' 'MW' 'WST'] | KABE | 0 | Material
CA05973-8381 | 10603202160 | CA05973-8381 | CA05973-8381 | CA05973-8381 | RX2540M7 10X3.5" SKD | 50 | BB/Enclosure | SKD | ['FIT' 'MW' 'WST'] | KABE | 0 | Material
CA05973-8382 | 10603202161 | CA05973-8382 | CA05973-8382 | CA05973-8382 | RX2540M7 12X3.5" SKD | 50 | BB/Enclosure | SKD | ['FIT' 'MW' 'WST'] | KABE | 0 | Material
CA05973-8383 | 10603202162 | CA05973-8383 | CA05973-8383 | CA05973-8383 | RX2540M7 16X2.5" SKD | 50 | BB/Enclosure | SKD | ['FIT' 'MW' 'WST'] | KABE | 0 | Material
CA05973-8384 | 10603202274 | CA05973-8384 | CA05973-8384 | CA05973-8384 | RX2540M7 24X2.5" MIX SKD | 50 | BB/Enclosure | SKD | ['FIT' 'MW' 'WST'] | KABE | 0 | Material
CA05973-8385 | 10603202163 | CA05973-8385 | CA05973-8385 | CA05973-8385 | RX2540M7 24XNVME SKD | 50 | BB/Enclosure | SKD | ['FIT' 'MW' 'WST'] | KABE | 0 | Material
CA05973-8388 | 10603204819 | CA05973-8388 | CA05973-8388 | CA05973-8388 | RX2540M7_FAN MODULE (6056 DUAL ROTOR) | 50 | Cooling | FAN | ['FIT' 'MW' 'WST'] | KABE | 0 | Material
CA05973-8392 | 10603204823 | CA05973-8392 | CA05973-8392 | CA05973-8392 | RX2540-EXPANDER MODULE KIT (W/ SCREW*2) | 50 | Others | Others | ['FIT' 'MW' 'WST'] | KABE | 0 | Material
CA05973-8393 | 10603204820 | CA05973-8393 | CA05973-8393 | CA05973-8393 | RETIMER CARD MODULE | 50 | Small parts | Mechanical | ['FIT' 'MW' 'WST'] | KABE | 0 | Material
CA05973-8394 | 10603298784 | CA05973-8394 | CA05973-8394 | CA05973-8394 | RX2540_RISER LR 3-4 MODULE | 50 | Small parts | Mechanical | ['FIT' 'MW' 'WST'] | KABE | 0 | Material
CA05973-8396 | 10603298785 | CA05973-8396 | CA05973-8396 | CA05973-8396 | RX2540_RISER GPU_SLOT3 | 50 | Small parts | Mechanical | ['FIT' 'MW' 'WST'] | KABE | 0 | Material
CA05973-8397 | 10603298786 | CA05973-8397 | CA05973-8397 | CA05973-8397 | RX2540_RISER GPU_SLOT9 | 50 | Small parts | Mechanical | ['FIT' 'MW' 'WST'] | KABE | 0 | Material
CA05973-8398 | 10603204821 | CA05973-8398 |  | CA05973-8398 | RX2540M7 COP KIT | 50 | Small parts | Mechanical | ['FIT' 'WST'] | KABE | 0 | Material
CA05973-8400 | 10603182512 | CA05973-8400 | CA05973-8400 | CA05973-8400 | TX2550M7_MB | 50 | Small parts | Systemboard | ['FIT' 'MW' 'WST'] | KABE | 0 | Material
CA05973-8401 | 10603182625 | CA05973-8401 |  | CA05973-8401 | TX2550M7_PDB | 50 | Others | Others | ['FIT' 'WST'] | KABE | 0 | Material
CA05973-8403 | 10603182627 | CA05973-8403 |  | CA05973-8403 | RISER_4SLOT_G5 | 50 | Others | Others | ['FIT' 'WST'] | KABE | 0 | Material
CA05973-8404 | 10603182628 | CA05973-8404 | CA05973-8404 | CA05973-8404 | RISER_2SLOT_G5 | 50 | Others | Others | ['FIT' 'MW' 'WST'] | KABE | 0 | Material
CA05973-8405 | 10603182687 | CA05973-8405 | CA05973-8405 | CA05973-8405 | TX2550M7_G5_2 SLOT RETIMER W/ BKT | 50 | Others | Others | ['FIT' 'MW' 'WST'] | KABE | 0 | Material
CA05973-8406 | 10603182688 | CA05973-8406 | CA05973-8406 | CA05973-8406 | TX2550M7_HSBP_4_3.5_SAS3 | 50 | Others | Others | ['FIT' 'MW' 'WST'] | KABE | 0 | Material
CA05973-8407 | 10603182689 | CA05973-8407 | CA05973-8407 | CA05973-8407 | TX2550M7_HSBP_8_2.5_SAS3 | 50 | Others | Others | ['FIT' 'MW' 'WST'] | KABE | 0 | Material
CA05973-8408 | 10603182690 | CA05973-8408 | CA05973-8408 | CA05973-8408 | TX2550M7_HSBP_12_2.5_SAS3 | 50 | Others | Others | ['FIT' 'WST' 'MW'] | KABE | 0 | Material
CA05973-8409 | 10603182691 | CA05973-8409 | CA05973-8409 | CA05973-8409 | TX2550M7_HSBP_8_2.5_COMBO_G5 | 50 | Others | Others | ['FIT' 'MW' 'WST'] | KABE | 0 | Material
CA05973-8410 | 10603182692 | CA05973-8410 | CA05973-8410 | CA05973-8410 | TX2550M7_EXPANDER_BD_40_SAS3 | 50 | Others | Others | ['FIT' 'MW' 'WST'] | KABE | 0 | Material
CA05973-8413 | 10603182695 | CA05973-8413 | CA05973-8413 | CA05973-8413 | RISER_4SLOT_G4 | 50 | Others | Others | ['FIT' 'MW' 'WST'] | KABE | 0 | Material
CA05973-8414 | 10603182696 | CA05973-8414 | CA05973-8414 | CA05973-8414 | RISER_2SLOT_G4 | 50 | Others | Others | ['FIT' 'MW' 'WST'] | KABE | 0 | Material
CA05973-8415 | 10603182697 | CA05973-8415 |  | CA05973-8415 | TX2550M7_G4_2 SLOT RETIMER W/ BKT | 50 | Others | Others | ['FIT' 'WST' 'MW'] | KABE | 0 | Material
CA05973-8416 | 10603183234 | CA05973-8416 | CA05973-8416 | CA05973-8416 | OOB CABLE FOR 12X3.5/ 24X2.5 | 50 | Cable | Cable | ['FIT' 'MW' 'WST'] | KABE | 0 | Material
CA05973-8417 | 10603183235 | CA05973-8417 |  | CA05973-8417 | EXPANDER BD SIGNAL CABLE | 50 | Cable | Cable | ['FIT' 'MW' 'WST'] | KABE | 0 | Material
CA05973-8418 | 10603183236 | CA05973-8418 | CA05973-8418 | CA05973-8418 | FRONT PANEL BD SIGNAL CABLE | 50 | Cable | Cable | ['FIT' 'MW' 'WST'] | KABE | 0 | Material
CA05973-8419 | 10603183237 | CA05973-8419 | CA05973-8419 | CA05973-8419 | FRONT VGA CABLE | 50 | Cable | Cable | ['FIT' 'MW' 'WST'] | KABE | 0 | Material
CA05973-8420 | 10603183238 | CA05973-8420 | CA05973-8420 | CA05973-8420 | INTRUSION SWITCH CABLE W/ BKT KIT | 50 | Cable | Cable | ['FIT' 'MW' 'WST'] | KABE | 0 | Material
CA05973-8421 | 10603183239 | CA05973-8421 | CA05973-8421 | CA05973-8421 | PDB SIGNAL CABLE | 50 | Cable | Cable | ['FIT' 'MW' 'WST'] | KABE | 0 | Material
CA05973-8422 | 10603183240 | CA05973-8422 | CA05973-8422 | CA05973-8422 | POWER CABLE FOR SAS HSBP-1 (360 MM) | 50 | Cable | Cable | ['FIT' 'MW' 'WST'] | KABE | 0 | Material
CA05973-8423 | 10603183241 | CA05973-8423 |  | CA05973-8423 | POWER CABLE FOR SAS HSBP-2 (440 MM) | 50 | Cable | Cable | ['FIT' 'MW' 'WST'] | KABE | 0 | Material
CA05973-8425 | 10603183243 | CA05973-8425 |  | CA05973-8425 | POWER CABLE FOR EXPANDER BD | 50 | Cable | Cable | ['FIT' 'MW' 'WST'] | KABE | 0 | Material
CA05973-8426 | 10603183264 | CA05973-8426 | CA05973-8426 | CA05973-8426 | POWER CABLE FOR GPGPU (PCIE-8P) | 50 | Cable | Cable | ['FIT' 'MW' 'WST'] | KABE | 0 | Material
CA05973-8427 | 10603183265 | CA05973-8427 | CA05973-8427 | CA05973-8427 | ODD POWER ADPATER CABLE | 50 | Cable | Cable | ['FIT' 'MW' 'WST'] | KABE | 0 | Material
CA05973-8428 | 10603183273 | CA05973-8428 | CA05973-8428 | CA05973-8428 | POWER CABLE FOR RDX ODD | 50 | Cable | Cable | ['FIT' 'MW' 'WST'] | KABE | 0 | Material
CA05973-8429 | 10603183454 | CA05973-8429 | CA05973-8429 | CA05973-8429 | POWER CABLE FOR SLIM ODD | 50 | Cable | Cable | ['FIT' 'MW' 'WST'] | KABE | 0 | Material
CA05973-8430 | 10603184555 | CA05973-8430 | CA05973-8430 | CA05973-8430 | POWER CABLE FOR 5.25" ODD | 50 | Cable | Cable | ['FIT' 'MW' 'WST'] | KABE | 0 | Material
CA05973-8432 | 10603184557 | CA05973-8432 |  | CA05973-8432 | SAS3 CABLE EXPANDER BD TO SAS HSBP | 50 | Cable | Cable | ['FIT' 'MW' 'WST'] | KABE | 0 | Material
CA05973-8433 | 10603184558 | CA05973-8433 | CA05973-8433 | CA05973-8433 | SAS3 LYNX 5 TO SAS 3.5" HSBP-1 (485 MM) | 50 | Cable | Cable | ['FIT' 'MW' 'WST'] | KABE | 0 | Material
CA05973-8434 | 10603184559 | CA05973-8434 | CA05973-8434 | CA05973-8434 | SAS3 LYNX 5 TO SAS 3.5" HSBP-2 (580 MM) | 50 | Cable | Cable | ['FIT' 'MW' 'WST'] | KABE | 0 | Material
CA05973-8435 | 10603184669 | CA05973-8435 | CA05973-8435 | CA05973-8435 | PCIE G5 COUGAR 6/7 TO COMBO HSBP CPU1 | 50 | Cable | Cable | ['FIT' 'MW' 'WST'] | KABE | 0 | Material
CA05973-8438 | 10603184670 | CA05973-8438 | CA05973-8438 | CA05973-8438 | SAS3 COUGAR 6 TO SAS 3.5" HSBP-1 | 50 | Cable | Cable | ['FIT' 'MW' 'WST'] | KABE | 0 | Material
CA05973-8440 | 10603184671 | CA05973-8440 | CA05973-8440 | CA05973-8440 | SAS3 COUGAR 6 TO SAS 2.5"" HSBP-1 | 50 | Cable | Cable | ['FIT' 'MW' 'WST'] | KABE | 0 | Material
CA05973-8441 | 10603184672 | CA05973-8441 | CA05973-8441 | CA05973-8441 | SAS3 COUGAR 6 TO SAS 2.5" HSBP-2 | 50 | Cable | Cable | ['FIT' 'MW' 'WST'] | KABE | 0 | Material
CA05973-8442 | 10603184673 | CA05973-8442 | CA05973-8442 | CA05973-8442 | SAS4 CABLE RAID CARD TO COMBO HSBP | 50 | Cable | Cable | ['FIT' 'MW' 'WST'] | KABE | 0 | Material
CA05973-8443 | 10603184684 | CA05973-8443 | CA05973-8443 | CA05973-8443 | SLIM/5.25" ODD SATA (SIGNAL) CABLE | 50 | Cable | Cable | ['FIT' 'MW' 'WST'] | KABE | 0 | Material
CA05973-8446 | 10603184685 | CA05973-8446 | CA05973-8446 | CA05973-8446 | PCIE G5 CABLE MB CPU1 TO COMBO HSBP | 50 | Cable | Cable | ['FIT' 'MW' 'WST'] | KABE | 0 | Material
CA05973-8447 | 10603184686 | CA05973-8447 | CA05973-8447 | CA05973-8447 | PCIE G5 CBL RETIMER BD TO RISER 4/2 SLOT | 50 | Cable | Cable | ['FIT' 'MW' 'WST'] | KABE | 0 | Material
CA05973-8448 | 10603184687 | CA05973-8448 | CA05973-8448 | CA05973-8448 | PCIE G4 CBL RETIMER BD TO RISER 4/2 SLOT | 50 | Cable | Cable | ['FIT' 'MW' 'WST'] | KABE | 0 | Material
CA05973-8449 | 10603184688 | CA05973-8449 | CA05973-8449 | CA05973-8449 | FRONT USB3.0 CABLE | 50 | Cable | Cable | ['FIT' 'MW' 'WST'] | KABE | 0 | Material
CA05973-8450 | 10603184689 | CA05973-8450 | CA05973-8450 | CA05973-8450 | USB3.0 CABLE MB TO RDX | 50 | Cable | Cable | ['FIT' 'MW' 'WST'] | KABE | 0 | Material
CA05973-8451 | 10603182629 | CA05973-8451 | CA05973-8451 | CA05973-8451 | TX2550M7_COP MODULE- RACK | 50 | Others | Others | ['FIT' 'MW' 'WST'] | KABE | 0 | Material
CA05973-8452 | 10603182630 | CA05973-8452 |  | CA05973-8452 | TX2550M7_COP MODULE- TOWER | 50 | Others | Others | ['FIT' 'WST' 'MW'] | KABE | 0 | Material
CA05973-8454 | 10603182684 | CA05973-8454 | CA05973-8454 | CA05973-8454 | RACK TOP COVER | 50 | Small parts | Mechanical | ['FIT' 'MW' 'WST'] | KABE | 0 | Material
CA05973-8457 | 10603184666 | CA05973-8457 |  | CA05973-8457 | 9256 FAN MODULE(2U) | 50 | Cooling | FAN | ['FIT' 'WST'] | KABE | 0 | Material
CA05973-8458 | 10603184667 | CA05973-8458 | CA05973-8458 | CA05973-8458 | 9238 FAN MODULE(3U) | 50 | Cooling | FAN | ['FIT' 'MW' 'WST'] | KABE | 0 | Material
CA05973-8460 | 10603182686 | CA05973-8460 | CA05973-8460 | CA05973-8460 | TOWER SIDE COVER | 50 | Small parts | Mechanical | ['FIT' 'MW' 'WST'] | KABE | 0 | Material
CA05973-8461 | 10603182694 | CA05973-8461 | CA05973-8461 | CA05973-8461 | TOWER BEZEL (TOP/BTM/FRAME) | 50 | Small parts | Mechanical | ['FIT' 'MW' 'WST'] | KABE | 0 | Material
CA05973-8465 | 10603184560 | CA05973-8465 |  | CA05973-8465 | EXP CARRIER | 50 | Small parts | Mechanical | ['FIT' 'MW' 'WST'] | KABE | 0 | Material
CA05973-8466 | 10603184561 | CA05973-8466 | CA05973-8466 | CA05973-8466 | 5.25 ODD SIDE 8X2.5 HDD CAGE | 50 | Small parts | Mechanical | ['FIT' 'MW' 'WST'] | KABE | 0 | Material
CA05973-8467 | 10603184562 | CA05973-8467 | CA05973-8467 | CA05973-8467 | DUMMY PSU | 50 | Small parts | Mechanical | ['FIT' 'MW' 'WST'] | KABE | 0 | Material
CA05973-8468 | 10603184563 | CA05973-8468 | CA05973-8468 |  | FRONT PLATE_8X3.5" | 50 | Small parts | Mechanical | ['FIT' 'MW'] | KABE | 0 | Material
CA05973-8469 | 10603184664 | CA05973-8469 | CA05973-8469 | CA05973-8469 | FRONT PLATE_16X2.5" | 50 | Small parts | Mechanical | ['FIT' 'MW' 'WST'] | KABE | 0 | Material
CA05973-8470 | 10603201223 | CA05973-8470 | CA05973-8470 | CA05973-8470 | RISER MODULE (SLOT 4-5) | 50 | Small parts | Mechanical | ['FIT' 'MW' 'WST'] | KABE | 0 | Material
CA05973-8471 | 10603201234 | CA05973-8471 | CA05973-8471 | CA05973-8471 | RISER MODULE (SLOT 11-12) | 50 | Small parts | Mechanical | ['FIT' 'MW' 'WST'] | KABE | 0 | Material
CA05973-8472 | 10603201237 | CA05973-8472 | CA05973-8472 | CA05973-8472 | RISER MODULE (SLOT 4-7) | 50 | Small parts | Mechanical | ['FIT' 'MW' 'WST'] | KABE | 0 | Material
CA05973-8473 | 10603201238 | CA05973-8473 | CA05973-8473 | CA05973-8473 | RISER MODULE (SLOT 11-14) | 50 | Small parts | Mechanical | ['FIT' 'MW' 'WST'] | KABE | 0 | Material
CA05973-8474 | 10603351777 | CA05973-8474 | CA05973-8474 |  | PCIE PLASTIC DUMMY | 50 | Small parts | Mechanical | ['FIT' 'MW'] | KABE | 0 | Material
CA05973-8475 | 10603199164 | CA05973-8475 | CA05973-8475 | CA05973-8475 | TX2550M7 TOWER CPU HEATSINK (3U) | 50 | Cooling | Heatsink | ['FIT' 'MW' 'WST'] | KABE | 0 | Material
CA05973-8476 | 10603199166 | CA05973-8476 | CA05973-8476 | CA05973-8476 | RX2540M7 2U CPU HEATSINK | 50 | Cooling | Heatsink | ['FIT' 'MW' 'WST'] | KABE | 0 | Material
CA05973-8478 | 10603199168 | CA05973-8478 | CA05973-8478 | CA05973-8478 | DUMMY DIMM | 50 | Small parts | Mechanical | ['FIT' 'MW' 'WST'] | KABE | 0 | Material
CA05973-8480 | 10603136417 | CA05973-8480 | CA05973-8480 | CA05973-8480 | TX2550 M7 RACK BEZEL MODEL LABEL | 50 | Small parts | Label | ['FIT' 'MW' 'WST'] | KABE | 0 | Material
CA05973-8481 | 10603199222 | CA05973-8481 | CA05973-8481 | CA05973-8481 | TX2550 M7 TOWER, 4X3.5" BASIC | 50 | BB/Enclosure | SKD | ['FIT' 'MW' 'WST'] | KABE | 0 | Material
CA05973-8482 | 10603199223 | CA05973-8482 | CA05973-8482 | CA05973-8482 | TX2550 M7 TOWER, 8X3.5" | 50 | BB/Enclosure | SKD | ['FIT' 'MW' 'WST'] | KABE | 0 | Material
CA05973-8483 | 10603199334 | CA05973-8483 | CA05973-8483 | CA05973-8483 | TX2550 M7 RACK, 8X3.5" | 50 | BB/Enclosure | SKD | ['FIT' 'MW' 'WST'] | KABE | 0 | Material
CA05973-8484 | 10603199335 | CA05973-8484 | CA05973-8484 | CA05973-8484 | TX2550 M7 TOWER, 8X2.5" BASIC | 50 | BB/Enclosure | SKD | ['FIT' 'MW' 'WST'] | KABE | 0 | Material
CA05973-8485 | 10603199336 | CA05973-8485 | CA05973-8485 | CA05973-8485 | TX2550 M7 TOWER, 8X2.5" | 50 | BB/Enclosure | SKD | ['FIT' 'MW' 'WST'] | KABE | 0 | Material
CA05973-8486 | 10603199337 | CA05973-8486 | CA05973-8486 | CA05973-8486 | TX2550 M7 RACK, 8X2.5" | 50 | BB/Enclosure | SKD | ['FIT' 'MW' 'WST'] | KABE | 0 | Material
CA05973-8487 | 10603199338 | CA05973-8487 | CA05973-8487 | CA05973-8487 | TX2550 M7 TOWER, 24X2.5" | 50 | BB/Enclosure | SKD | ['FIT' 'MW' 'WST'] | KABE | 0 | Material
CA05973-8488 | 10603199339 | CA05973-8488 |  | CA05973-8488 | TX2550 M7 RACK, 24X2.5" | 50 | BB/Enclosure | SKD | ['FIT' 'MW' 'WST'] | KABE | 0 | Material
CA05973-8489 | 10603199218 | CA05973-8489 | CA05973-8489 | CA05973-8489 | TX2550M7 RACK FRAME W/ 3 LABEL | 50 | Small parts | Mechanical | ['FIT' 'MW' 'WST'] | KABE | 0 | Material
CA05973-8490 | 10603199170 | CA05973-8490 | CA05973-8490 |  | L-COVER | 50 | Small parts | Mechanical | ['FIT' 'MW'] | KABE | 0 | Material
CA05973-8491 | 10603207551 | CA05973-8491 | CA05973-8491 |  | COUNT.SCREW M3X4. BLACK | 50 | Small parts | Mechanical | ['FIT' 'MW'] | KABE | 0 | Material
CA05973-8492 | 10603199220 | CA05973-8492 | CA05973-8492 | CA05973-8492 | PCIE G5 CABLE MB CPU2 TO COMBO HSBP | 50 | Cable | Cable | ['FIT' 'MW' 'WST'] | KABE | 0 | Material
CA05973-8493 | 10603199219 | CA05973-8493 |  | CA05973-8493 | TX2550M7_G5_4 SLOT RETIMER W/ BKT | 50 | Others | Others | ['FIT' 'WST'] | KABE | 0 | Material
CA05973-8494 | 10603199186 | CA05973-8494 |  | CA05973-8494 | TX2550M7_G4_4 SLOT RETIMER W/ BKT | 50 | Others | Others | ['FIT' 'WST'] | KABE | 0 | Material
CA05973-8495 | 10603199169 | CA05973-8495 | CA05973-8495 | CA05973-8495 | OOB CABLE FOR 32X2.5 | 50 | Cable | Cable | ['FIT' 'MW' 'WST'] | KABE | 0 | Material
CA05973-8497 | 10603201235 | CA05973-8497 | CA05973-8497 | CA05973-8497 | RISER MODULE (SLOT 4-5 W/ PCIE BKT) | 50 | Small parts | Mechanical | ['FIT' 'MW' 'WST'] | KABE | 0 | Material
CA05973-8498 | 10603201236 | CA05973-8498 | CA05973-8498 | CA05973-8498 | RISER MODULE (SLOT 11-12 W/ PCIE BKT) | 50 | Small parts | Mechanical | ['FIT' 'MW' 'WST'] | KABE | 0 | Material
CA05973-8499 | 10603199221 | CA05973-8499 | CA05973-8499 | CA05973-8499 | 8X2.5 & 2X8X2.5 HDD CAGE | 50 | Small parts | Mechanical | ['FIT' 'MW' 'WST'] | KABE | 0 | Material
CA05973-8501 | 10603208193 | CA05973-8501 | CA05973-8501 |  | RX4770M7 PCBA,MB_BTM,PFR | 50 | Small parts | Systemboard | ['FIT' 'MW' 'WST'] | KABE | 0 | Material
CA05973-8502 | 10603208205 | CA05973-8502 |  |  | RX4770M7 PCBA,MB_TOP | 50 | Small parts | Systemboard | ['FIT' 'MW' 'WST'] | KABE | 0 | Material
CA05973-8503 | 10603208207 | CA05973-8503 |  | CA05973-8503 | RX4770M7,HSBP_8_2.5_COMBO_G4 | 50 | Others | Others | ['FIT' 'WST'] | KABE | 0 | Material
CA05973-8504 | 10603208209 | CA05973-8504 | CA05973-8504 | CA05973-8504 | RX4770M7,HSBP_8_2.5_COMBO_G5 | 50 | Others | Others | ['FIT' 'MW' 'WST'] | KABE | 0 | Material
CA05973-8505 | 10603208212 | CA05973-8505 |  | CA05973-8505 | RX4770M7-RISER_SLOT9_10_G5 | 50 | Others | Others | ['FIT' 'WST'] | KABE | 0 | Material
CA05973-8506 | 10603208224 | CA05973-8506 |  | CA05973-8506 | RX4770M7-RISER_SLOT1_2_G5 | 50 | Others | Others | ['FIT' 'WST'] | KABE | 0 | Material
CA05973-8507 | 10603208211 | CA05973-8507 |  | CA05973-8507 | RX4770M7-RISER_SLOT9_10_G4 | 50 | Others | Others | ['FIT' 'WST'] | KABE | 0 | Material
CA05973-8508 | 10603208213 | CA05973-8508 |  | CA05973-8508 | RX4770M7-RISER_SLOT1_2_G4 | 50 | Others | Others | ['FIT' 'WST'] | KABE | 0 | Material
CA05973-8509 | 10603208225 | CA05973-8509 |  | CA05973-8509 | RX4770M7-RISER | 50 | Others | Others | ['FIT' 'WST'] | KABE | 0 | Material
CA05973-8510 | 10603208228 | CA05973-8510 |  | CA05973-8510 | RX4770M7-UPI_BRIDGE_BD | 50 | Others | Others | ['FIT' 'WST'] | KABE | 0 | Material
CA05973-8511 | 10603208400 | CA05973-8511 |  | CA05973-8511 | RX4770M7 EXPANDER BD_SAS 3 | 50 | Others | Others | ['FIT' 'WST'] | KABE | 0 | Material
CA05973-8512 | 10603208229 | CA05973-8512 | CA05973-8512 | CA05973-8512 | RX4770M7,EXPANDER_SAS4 | 50 | Others | Others | ['FIT' 'MW' 'WST'] | KABE | 0 | Material
CA05973-8513 | 10603208226 | CA05973-8513 |  | CA05973-8513 | RX4770M7-PDB | 50 | Others | Others | ['FIT' 'WST'] | KABE | 0 | Material
CA05973-8514 | 10603208231 | CA05973-8514 | CA05973-8514 | CA05973-8514 | COP MODULE | 50 | Others | Others | ['FIT' 'MW' 'WST'] | KABE | 0 | Material
CA05973-8515 | 10603208401 | CA05973-8515 | CA05973-8515 | CA05973-8515 | RX4770 M7 8 X 2.5" GEN4 SKD WITH PFR | 50 | BB/Enclosure | SKD | ['FIT' 'MW' 'WST'] | KABE | 0 | Material
CA05973-8516 | 10603208402 | CA05973-8516 | CA05973-8516 | CA05973-8516 | RX4770 M7 8 X 2.5" GEN5 SKD WITH PFR | 50 | BB/Enclosure | SKD | ['FIT' 'MW' 'WST'] | KABE | 0 | Material
CA05973-8517 | 10603208403 | CA05973-8517 | CA05973-8517 | CA05973-8517 | RX4770 M7 24 X 2.5" GEN5 SKD WITH PFR | 50 | BB/Enclosure | SKD | ['FIT' 'MW' 'WST'] | KABE | 0 | Material
CA05973-8518 | 10603208399 | CA05973-8518 |  | CA05973-8518 | RX4770M7 FRONT VGA CABLE | 50 | Cable | Cable | ['FIT' 'WST'] | KABE | 0 | Material
CA05973-8519 | 10603208354 | CA05973-8519 |  | CA05973-8519 | RX4770M7 SATA ODD CABLE | 50 | Cable | Cable | ['FIT' 'WST'] | KABE | 0 | Material
CA05973-8520 | 10603208355 | CA05973-8520 |  | CA05973-8520 | RX4770M7 PDB CABLE | 50 | Cable | Cable | ['FIT' 'WST'] | KABE | 0 | Material
CA05973-8521 | 10603208357 | CA05973-8521 |  | CA05973-8521 | RX4770M7 UPI SIGNAL CABLEMaterial status:30 | 50 | Cable | Cable | ['FIT' 'WST'] | KABE | 0 | Material
CA05973-8522 | 10603208361 | CA05973-8522 |  | CA05973-8522 | RX4770M7 UPI SIDEBAND CABLE | 50 | Cable | Cable | ['FIT' 'WST'] | KABE | 0 | Material
CA05973-8523 | 10603208362 | CA05973-8523 |  | CA05973-8523 | RX4770M7 EXP POWER CABLE | 50 | Cable | Cable | ['FIT' 'WST'] | KABE | 0 | Material
CA05973-8524 | 10603208363 | CA05973-8524 |  | CA05973-8524 | RX4770M7 EXP SIDEBAND CABLE | 50 | Cable | Cable | ['FIT' 'WST'] | KABE | 0 | Material
CA05973-8525 | 10603208358 | CA05973-8525 |  | CA05973-8525 | RX4770M7 8X OOB CABLE | 50 | Cable | Cable | ['FIT' 'WST'] | KABE | 0 | Material
CA05973-8526 | 10603208424 | CA05973-8526 |  | CA05973-8526 | RX4770M7 16X OOB CABLE | 50 | Cable | Cable | ['FIT' 'WST'] | KABE | 0 | Material
CA05973-8527 | 10603208394 | CA05973-8527 |  | CA05973-8527 | RX4770M7 24X OOB CABLE | 50 | Cable | Cable | ['FIT' 'WST'] | KABE | 0 | Material
CA05973-8529 | 10603208359 | CA05973-8529 | CA05973-8529 | CA05973-8529 | RX4770M7 THERMAL SENSOR CABLE | 50 | Cable | Cable | ['FIT' 'MW' 'WST'] | KABE | 0 | Material
CA05973-8530 | 10603208428 | CA05973-8530 | CA05973-8530 | CA05973-8530 | RX4770M7 SAS MINISAS HD TO EXP | 50 | Cable | Cable | ['FIT' 'MW' 'WST'] | KABE | 0 | Material
CA05973-8531 | 10603208395 | CA05973-8531 |  | CA05973-8531 | RX4770M7 SAS EXP TO HSBP1 CABLE | 50 | Cable | Cable | ['FIT' 'WST'] | KABE | 0 | Material
CA05973-8532 | 10603208396 | CA05973-8532 |  | CA05973-8532 | RX4770M7 SAS EXP TO HSBP2 CABLE | 50 | Cable | Cable | ['FIT' 'WST'] | KABE | 0 | Material
CA05973-8533 | 10603208397 | CA05973-8533 |  | CA05973-8533 | RX4770M7 SAS EXP TO HSBP3 CABLE | 50 | Cable | Cable | ['FIT' 'WST'] | KABE | 0 | Material
CA05973-8534 | 10603208429 | CA05973-8534 |  | CA05973-8534 | RX4770M7 MB MCIO TO HSBP1 CN1/CN2 GEN4 | 50 | Cable | Cable | ['FIT' 'WST'] | KABE | 0 | Material
CA05973-8535 | 10603208543 | CA05973-8535 |  | CA05973-8535 | RX4770M7 MB MCIO TO HSBP1 CN3/CN4 GEN4 | 50 | Cable | Cable | ['FIT' 'WST'] | KABE | 0 | Material
CA05973-8536 | 10603208614 | CA05973-8536 |  | CA05973-8536 | RX4770M7 MB MCIO TO HSBP2 CN1/CN2 GEN4 | 50 | Cable | Cable | ['FIT' 'WST'] | KABE | 0 | Material
CA05973-8537 | 10603208615 | CA05973-8537 |  | CA05973-8537 | RX4770M7 MB MCIO TO HSBP2 CN3/CN4 GEN4 | 50 | Cable | Cable | ['FIT' 'WST'] | KABE | 0 | Material
CA05973-8538 | 10603501981 | CA05973-8538 | CA05973-8538 |  | COM PORT DUMMY COVER | 50 | Small parts | Mechanical | ['FIT' 'MW' 'WST'] | KABE | 0 | Material
CA05973-8541 | 10603208360 | CA05973-8541 |  | CA05973-8541 | RX4770M7 REAR VGA CABLE | 50 | Cable | Cable | ['FIT' 'WST'] | KABE | 0 | Material
CA05973-8542 | 10603208398 | CA05973-8542 |  | CA05973-8542 | RX4770M7 MB MCIO TO HSBP1 CN1/CN2 GEN5 | 50 | Cable | Cable | ['FIT' 'WST'] | KABE | 0 | Material
CA05973-8543 | 10603208616 | CA05973-8543 |  | CA05973-8543 | RX4770M7 MB MCIO TO HSBP1 CN3/CN4 GEN5 | 50 | Cable | Cable | ['FIT' 'WST'] | KABE | 0 | Material
CA05973-8544 | 10603208617 | CA05973-8544 |  | CA05973-8544 | RX4770M7 MB MCIO TO HSBP2 CN1/CN2 GEN5 | 50 | Cable | Cable | ['FIT' 'WST'] | KABE | 0 | Material
CA05973-8545 | 10603208618 | CA05973-8545 |  | CA05973-8545 | RX4770M7 MB MCIO TO HSBP2 CN3/CN4 GEN5 | 50 | Cable | Cable | ['FIT' 'WST'] | KABE | 0 | Material
CA05973-8546 | 10603208619 | CA05973-8546 |  | CA05973-8546 | RX4770M7 MB MCIO TO HSBP3 CN1/CN2 GEN5 | 50 | Cable | Cable | ['FIT' 'WST'] | KABE | 0 | Material
CA05973-8547 | 10603208620 | CA05973-8547 |  | CA05973-8547 | RX4770M7 MB MCIO TO HSBP3 CN3/CN4 GEN5 | 50 | Cable | Cable | ['FIT' 'WST'] | KABE | 0 | Material
CA05973-8548 | 10603208476 | CA05973-8548 | CA05973-8548 | CA05973-8548 | RX4770M7 SAS SLIMLINE TO HSBP1 | 50 | Cable | Cable | ['FIT' 'MW' 'WST'] | KABE | 0 | Material
CA05973-8549 | 10603208477 | CA05973-8549 | CA05973-8549 | CA05973-8549 | RX4770M7 SATA MINISAS HD TO HSBP1 | 50 | Cable | Cable | ['FIT' 'MW' 'WST'] | KABE | 0 | Material
CA05973-8550 | 10603208478 | CA05973-8550 | CA05973-8550 | CA05973-8550 | RX4770M7 SAS SLIMLINE TO EXP | 50 | Cable | Cable | ['FIT' 'MW' 'WST'] | KABE | 0 | Material
CA05973-8551 | 10603208479 | CA05973-8551 |  | CA05973-8551 | RX4770M7 GPU V100 POWER CABLE | 50 | Cable | Cable | ['FIT' 'WST'] | KABE | 0 | Material
CA05973-8552 | 10603208480 | CA05973-8552 | CA05973-8552 | CA05973-8552 | RX4770M7 SAS MINISAS HD TO HSBP1 | 50 | Cable | Cable | ['FIT' 'MW' 'WST'] | KABE | 0 | Material
CA05973-8553 | 10603208481 | CA05973-8553 |  | CA05973-8553 | RX4770M7 PCIE SLIMLINE TO HSBP1 GEN4 | 50 | Cable | Cable | ['FIT' 'WST'] | KABE | 0 | Material
CA05973-8557 | 10603208482 | CA05973-8557 |  | CA05973-8557 | RX4770M7 GPU POWER CABLE | 50 | Cable | Cable | ['FIT' 'WST'] | KABE | 0 | Material
CA05973-8558 | 10603208483 | CA05973-8558 |  | CA05973-8558 | RX4770M7 PCIE SLIMLINE TO HSBP1 GEN4 FOR SLOT 8 | 50 | Cable | Cable | ['FIT' 'WST'] | KABE | 0 | Material
CA05973-8571 | 10603208290 | CA05973-8571 | CA05973-8571 |  | REAR COVER ASSY | 50 | Small parts | Mechanical | ['MW'] | KABE | 0 | Material
CA05973-8583 | 10603208303 | CA05973-8583 |  | CA05973-8583 | FAN ME ASSY;9276 FAN MODULE | 50 | Small parts | Mechanical | ['FIT' 'WST'] | KABE | 0 | Material
CA05973-8586 | 10603208425 | CA05973-8586 | CA05973-8586 | CA05973-8586 | RX4770M7 FRONT BEZEL FIXED TYPE | 50 | Small parts | Mechanical | ['FIT' 'MW' 'WST'] | KABE | 0 | Material
CA05973-8587 | 10603208427 | CA05973-8587 | CA05973-8587 | CA05973-8587 | RX4770M7 CPU HEATSINK | 50 | Cooling | Heatsink | ['FIT' 'MW' 'WST'] | KABE | 0 | Material
CA05973-8588 | 10603208488 | CA05973-8588 |  | CA05973-8588 | PCIE SLIMLINE TO HSBP1 GEN5 FOR SLOT 4 | 50 | Cable | Cable | ['FIT' 'WST'] | KABE | 0 | Material
CA05973-8589 | 10603208489 | CA05973-8589 |  | CA05973-8589 | PCIE SLIMLINE TO HSBP1 GEN5 FOR SLOT 8 | 50 | Cable | Cable | ['FIT' 'WST'] | KABE | 0 | Material
CA05973-8591 | 10603356130 | CA05973-8591 |  | CA05973-8591 | RX4770M7 GPGPU H100 POWER CABLE | 50 | Cable | Cable | ['FIT' 'WST'] | KABE | 0 | Material
CA05973-8592 | 10603299216 | CA05973-8592 | CA05973-8592 | CA05973-8592 | RX4770M7 SCREW KIT FOR M1/M2 RACK | 50 | Small parts | Mechanical | ['FIT' 'MW' 'WST'] | KABE | 0 | Material
CA05973-8701 | 10603149525 | CA05973-8701 | CA05973-8701 | CA05973-8701 | CX400M7 CHASSIS SFF | 50 | Small parts | Mechanical | ['FIT' 'MW' 'WST'] | KABE | 0 | Material
CA05973-8702 | 10603149530 | CA05973-8702 | CA05973-8702 | CA05973-8702 | CX400M7 CHASSIS SFFX6 NVME | 50 | Small parts | Mechanical | ['FIT' 'MW' 'WST'] | KABE | 0 | Material
CA05973-8703 | 10603149697 | CA05973-8703 | CA05973-8703 | CA05973-8703 | CX2550 MB (AIR) | 50 | Small parts | Systemboard | ['FIT' 'MW' 'WST'] | KABE | 0 | Material
CA05973-8704 | 10603252234 | CA05973-8704 |  |  | CX2550 MB (LC) | 50 | Small parts | Systemboard | ['FIT'] | KABE | 0 | Material
CA05973-8705 | 10603149698 | CA05973-8705 | CA05973-8705 | CA05973-8705 | CX2560 MB | 50 | Small parts | Systemboard | ['FIT' 'MW' 'WST'] | KABE | 0 | Material
CA05973-8708 | 10603149536 | CA05973-8708 | CA05973-8708 | CA05973-8708 | SFFX6 HDDBP ASSY | 50 | Others | Others | ['FIT' 'MW' 'WST'] | KABE | 0 | Material
CA05973-8711 | 10603149681 | CA05973-8711 | CA05973-8711 | CA05973-8711 | SFF BRIDGE BOARD 8 RE-TIMER | 50 | Others | Others | ['FIT' 'MW' 'WST'] | KABE | 0 | Material
CA05973-8712 | 10603149682 | CA05973-8712 | CA05973-8712 | CA05973-8712 | SFF BRIDGE BOARD 4 RE-TIMER | 50 | Others | Others | ['FIT' 'MW' 'WST'] | KABE | 0 | Material
CA05973-8714 | 10603149591 | CA05973-8714 | CA05973-8714 | CA05973-8714 | SFF HSD RISER ASSY | 50 | Others | Others | ['FIT' 'MW' 'WST'] | KABE | 0 | Material
CA05973-8715 | 10603149677 | CA05973-8715 | CA05973-8715 |  | FAN MODULE | 50 | Cooling | FAN | ['FIT' 'MW'] | KABE | 0 | Material
CA05973-8716 | 10603149590 | CA05973-8716 | CA05973-8716 | CA05973-8716 | SFFX6 NVME-BP ASSY | 50 | Others | Others | ['FIT' 'MW' 'WST'] | KABE | 0 | Material
CA05973-8717 | 10603149589 | CA05973-8717 | CA05973-8717 | CA05973-8717 | SFFX2 HDDBP ASSY | 50 | Others | Others | ['FIT' 'MW' 'WST'] | KABE | 0 | Material
CA05973-8718 | 10603149709 | CA05973-8718 | CA05973-8718 | CA05973-8718 | CX400M7 RACK MOUNT KIT (SLIDE TYPE) | 50 | Small parts | Mechanical | ['FIT' 'MW' 'WST'] | KABE | 0 | Material
CA05973-8719 | 10603149517 | CA05973-8719 | CA05973-8719 |  | CX2550M7 NODE (AIR) | 50 | Small parts | Mechanical | ['FIT' 'MW' 'WST'] | KABE | 0 | Material
CA05973-8720 | 10603149518 | CA05973-8720 |  |  | CX2550M7 NODE (LC) | 50 | Small parts | Mechanical | ['FIT'] | KABE | 0 | Material
CA05973-8721 | 10603149519 | CA05973-8721 | CA05973-8721 | CA05973-8721 | CX2560M7 NODE | 50 | Small parts | Mechanical | ['FIT' 'MW' 'WST'] | KABE | 0 | Material
CA05973-8722 | 10603149520 | CA05973-8722 | CA05973-8722 | CA05973-8722 | PCIE RISER MODULE (L) | 50 | Others | Others | ['FIT' 'MW' 'WST'] | KABE | 0 | Material
CA05973-8723 | 10603149521 | CA05973-8723 | CA05973-8723 |  | PCIE RISER MODULE (R) | 50 | Others | Others | ['FIT' 'MW' 'WST'] | KABE | 0 | Material
CA05973-8724 | 10603149522 | CA05973-8724 |  | CA05973-8724 | CX2550 M7 ONBOARD SATA CABLE | 50 | Cable | Cable | ['FIT' 'WST'] | KABE | 0 | Material
CA05973-8726 | 10603149524 | CA05973-8726 | CA05973-8726 | CA05973-8726 | CX2560 RAID CARD CABLE (SLIMLINE SAS) | 50 | Cable | Cable | ['FIT' 'MW' 'WST'] | KABE | 0 | Material
CA05973-8727 | 10603149526 | CA05973-8727 | CA05973-8727 | CA05973-8727 | CX2550 RAID CARD CABLE (SLIMLINE SAS) | 50 | Cable | Cable | ['FIT' 'MW' 'WST'] | KABE | 0 | Material
CA05973-8729 | 10603149528 | CA05973-8729 | CA05973-8729 | CA05973-8729 | CX2560 INT RAID MODULE PCIE CABLE | 30 | Cable | Cable | ['FIT' 'MW' 'WST'] | KABE | 0 | Material
CA05973-8730 | 10603149529 | CA05973-8730 | CA05973-8730 |  | CX2560 INT RAID MODULE SATA/SAS Y CABLE | 30 | Cable | Cable | ['FIT' 'MW'] | KABE | 0 | Material
CA05973-8731 | 10603149531 | CA05973-8731 | CA05973-8731 | CA05973-8731 | VALUE HEATSINK FRONT | 50 | Cooling | Heatsink | ['FIT' 'MW' 'WST'] | KABE | 0 | Material
CA05973-8732 | 10603149532 | CA05973-8732 | CA05973-8732 | CA05973-8732 | VALUE HEATSINK REAR | 50 | Cooling | Heatsink | ['FIT' 'MW' 'WST'] | KABE | 0 | Material
CA05973-8733 | 10603149533 | CA05973-8733 | CA05973-8733 | CA05973-8733 | PERFORMANCE HEATSINK FRONT | 50 | Cooling | Heatsink | ['FIT' 'MW' 'WST'] | KABE | 0 | Material
CA05973-8734 | 10603149534 | CA05973-8734 | CA05973-8734 | CA05973-8734 | PERFORMANCE HEATSINK REAR | 50 | Cooling | Heatsink | ['FIT' 'MW' 'WST'] | KABE | 0 | Material
CA05973-8735 | 10603245507 | CA05973-8735 |  |  | CX2550 M7 LC Module | 50 | Small parts | Mechanical | ['FIT'] | KABE | 0 | Material
CA05973-8737 | 10603154166 | CA05973-8737 |  | CA05973-8737 | BEZEL MODULE KIT WITH LOCK (IDENTICAL CYLINDER) | 50 | Small parts | Mechanical | ['FIT' 'WST'] | KABE | 0 | Material
CA05973-8738 | 10603240514 | CA05973-8738 |  | CA05973-8738 | E1A CPU CARRIER FOR XCC EGS-SP CPU | 50 | Small parts | Mechanical | ['FIT' 'WST'] | KABE | 0 | Material
CA05973-8739 | 10603240515 | CA05973-8739 |  | CA05973-8739 | E1B CPU CARRIER FOR MCC EGS-SP CPU | 50 | Small parts | Mechanical | ['FIT' 'WST'] | KABE | 0 | Material
CA05973-8740 | 10603240516 | CA05973-8740 |  | CA05973-8740 | E1C CPU CARRIER FOR HBM EGS-SP CPU | 50 | Small parts | Mechanical | ['FIT' 'WST'] | KABE | 0 | Material
CA05973-8742 | 10603155586 | CA05973-8742 | CA05973-8742 | CA05973-8742 | ID CARD | 50 | Small parts | Mechanical | ['FIT' 'MW' 'WST'] | KABE | 0 | Material
CA05973-8743 | 10603220673 | CA05973-8743 | CA05973-8743 | CA05973-8743 | CX2560M7 ONBOARD SATA CABLE | 50 | Cable | Cable | ['FIT' 'MW' 'WST'] | KABE | 0 | Material
CA05973-8744 | 10603245387 | CA05973-8744 | CA05973-8744 | CA05973-8744 | CX400M7 PDB BOARD | 50 | Others | Others | ['FIT' 'MW' 'WST'] | KABE | 0 | Material
CA05973-8745 | 10603334443 | CA05973-8745 | CA05973-8745 |  | CX2560 M7 M.2 HW RAID CABLE | 30 | Cable | Cable | ['FIT' 'MW'] | KABE | 0 | Material
CA05973-8746 | 10603252265 | CA05973-8746 |  | CA05973-8746 | PCIE MODULE (R) DUMMY KIT | 50 | Small parts | Mechanical | ['FIT' 'MW' 'WST'] | KABE | 0 | Material
CA05973-8749 | 10603370508 | CA05973-8749 |  | CA05973-8749 | CX400M7 PDB BOARD FOR ALL NVME | 50 | Others | Others | ['FIT' 'WST'] | KABE | 0 | Material
CA05973-8759 | 10603589278 | CA05973-8759 |  |  | METAL NUTS | 50 | Small parts | Mechanical | ['FIT' 'MW'] | KABE | 0 | Material
CA05973-8903 | 10603204747 | CA05973-8903 | CA05973-8903 | CA05973-8903 | SLIMSAS 8X TO SLIMSAS 4X 1 TO 2 Y CABLE | 50 | Cable | Cable | ['FIT' 'MW' 'WST'] | KABE | 0 | Material
CA05973-8904 | 10603204748 | CA05973-8904 | CA05973-8904 | CA05973-8904 | SLIMSAS 8X TO SLIMSAS 4X 1 TO 3 Y CABLE | 50 | Cable | Cable | ['FIT' 'MW' 'WST'] | KABE | 0 | Material
CA05973-8905 | 10603204749 | CA05973-8905 | CA05973-8905 | CA05973-8905 | SLIMSAS 8X TO LP SLIMSAS 4X 1 TO 2 Y CBL | 50 | Cable | Cable | ['FIT' 'MW' 'WST'] | KABE | 0 | Material
CA05973-8906 | 10603204750 | CA05973-8906 | CA05973-8906 | CA05973-8906 | SLIMSAS8X TO LP SLIMSAS 4X 1 TO 2 Y CBL | 50 | Cable | Cable | ['FIT' 'MW' 'WST'] | KABE | 0 | Material
CA05973-8907 | 10603204751 | CA05973-8907 | CA05973-8907 | CA05973-8907 | MCIO8X TO SLIMSAS 8X CBL(RAID TO RHSBP) | 50 | Cable | Cable | ['FIT' 'MW' 'WST'] | KABE | 0 | Material
CA05973-8910 | 10603204752 | CA05973-8910 | CA05973-8910 | CA05973-8910 | POWER CABLE (NVIDIA CARD TO MB) | 30 | Cable | Cable | ['FIT' 'MW' 'WST'] | KABE | 0 | Material
CA05973-8913 | 10603244063 | CA05973-8913 | CA05973-8913 | CA05973-8913 | RX2540M7_RHSBP_2_2.5 MODULE KIT-M | 50 | Others | Others | ['FIT' 'MW' 'WST'] | KABE | 0 | Material
CA05973-8914 | 10603244144 | CA05973-8914 | CA05973-8914 | CA05973-8914 | RX2540M7_RHSBP_2_2.5 MODULE KIT-L | 50 | Others | Others | ['FIT' 'MW' 'WST'] | KABE | 0 | Material
CA05973-8915 | 10603204817 | CA05973-8915 | CA05973-8915 | CA05973-8915 | MCIO 8X (MB TO HSBP_8_2.5_COMBO) | 50 | Cable | Cable | ['FIT' 'MW' 'WST'] | KABE | 0 | Material
CA05973-8916 | 10603204818 | CA05973-8916 | CA05973-8916 | CA05973-8916 | MCIO 8X (MB TO HSBP_8_2.5_COMBO) | 50 | Cable | Cable | ['FIT' 'MW' 'WST'] | KABE | 0 | Material
CA05973-8917 | 10603202317 | CA05973-8917 | CA05973-8917 | CA05973-8917 | MCIO 8X (MB TO SWITCH BOARD_24_PCIE) | 50 | Cable | Cable | ['FIT' 'MW' 'WST'] | KABE | 0 | Material
CA05973-8918 | 10603182513 | CA05973-8918 | CA05973-8918 | CA05973-8918 | MICROCHIP FBU CABLE (310 MM) | 50 | Cable | Cable | ['FIT' 'MW' 'WST'] | KABE | 0 | Material
CA05973-8919 | 10603182624 | CA05973-8919 | CA05973-8919 | CA05973-8919 | MICROCHIP FBU CABLE (460 MM) | 50 | Cable | Cable | ['FIT' 'MW' 'WST'] | KABE | 0 | Material
CA05973-8920 | 10603299137 | CA05973-8920 | CA05973-8920 | CA05973-8920 | MICROCHIP FBU CABLE (800MM) | 50 | Cable | Cable | ['FIT' 'MW' 'WST'] | KABE | 0 | Material
CA05973-8921 | 10603202318 | CA05973-8921 |  | CA05973-8921 | CABLE_98 :THERMAL SENSOR CABE | 50 | Cable | Cable | ['FIT' 'MW' 'WST'] | KABE | 0 | Material
CA05973-8923 | 10603218396 | CA05973-8923 | CA05973-8923 |  | FAN DOOR-3.5" | 50 | Small parts | Mechanical | ['FIT' 'MW'] | KABE | 0 | Material
CA05973-8924 | 10603218398 | CA05973-8924 | CA05973-8924 | CA05973-8924 | FAN DOOR-2.5" | 50 | Small parts | Mechanical | ['FIT' 'MW' 'WST'] | KABE | 0 | Material
CA05973-8925 | 10603218397 | CA05973-8925 | CA05973-8925 | CA05973-8925 | TOP COVER-REAR | 50 | Small parts | Mechanical | ['FIT' 'MW' 'WST'] | KABE | 0 | Material
CA05973-8926 | 10603218399 | CA05973-8926 | CA05973-8926 | CA05973-8926 | 2U AIR DUCT | 50 | Small parts | Mechanical | ['FIT' 'MW' 'WST'] | KABE | 0 | Material
CA05973-8927 | 10603218400 | CA05973-8927 | CA05973-8927 |  | PCIE SUPPORTER | 50 | Small parts | Mechanical | ['FIT' 'MW'] | KABE | 0 | Material
CA05973-8928 | 10603218401 | CA05973-8928 | CA05973-8928 |  | COVER-VENT-OCP | 50 | Small parts | Mechanical | ['FIT' 'MW'] | KABE | 0 | Material
CA05973-8929 | 10603218402 | CA05973-8929 | CA05973-8929 |  | COV-VENT-PSU R | 50 | Small parts | Mechanical | ['FIT' 'MW'] | KABE | 0 | Material
CA05973-8930 | 10603218403 | CA05973-8930 | CA05973-8930 |  | COV-VENT-PSU L | 50 | Small parts | Mechanical | ['FIT' 'MW'] | KABE | 0 | Material
CA05973-8932 | 10603218465 | CA05973-8932 | CA05973-8932 | CA05973-8932 | RX2540M7 GPGPU AIR DUCT | 50 | Small parts | Mechanical | ['FIT' 'MW' 'WST'] | KABE | 0 | Material
CA05973-8933 | 10603218476 | CA05973-8933 | CA05973-8933 | CA05973-8933 | RX2540_RISER LR 9-10 MODULE | 50 | Small parts | Mechanical | ['FIT' 'MW' 'WST'] | KABE | 0 | Material
CA05973-8934 | 10603218466 | CA05973-8934 |  | CA05973-8934 | RX2540M7_HSBP_24X2.5_PCIE+SWITCH BOARD KIT | 50 | Small parts | Mechanical | ['FIT' 'WST'] | KABE | 0 | Material
CA05973-8935 | 10603218467 | CA05973-8935 | CA05973-8935 | CA05973-8935 | RX2540M7_RHSBP_2_2.5 MODULE KIT-R | 50 | Others | Others | ['FIT' 'MW' 'WST'] | KABE | 0 | Material
CA05973-8936 | 10603218468 | CA05973-8936 |  | CA05973-8936 | RX2540M7 THERMAL SENSOR KIT | 50 | Small parts | Mechanical | ['FIT' 'WST'] | KABE | 0 | Material
CA05973-8937 | 10603218469 | CA05973-8937 | CA05973-8937 | CA05973-8937 | RX2540M7 POWER CBL MB TO GPGPU FOR PCIE | 50 | Cable | Cable | ['FIT' 'MW' 'WST'] | KABE | 0 | Material
CA05973-8938 | 10603218470 | CA05973-8938 | CA05973-8938 | CA05973-8938 | RX2540M7 POWER CABLE MB TO GPGPU FOR CPU | 50 | Cable | Cable | ['FIT' 'MW' 'WST'] | KABE | 0 | Material
CA05973-8943 | 10603218475 | CA05973-8943 | CA05973-8943 | CA05973-8943 | RX2540M7 POWER CBL_NVIDIA H100 GPU CARD | 50 | Cable | Cable | ['FIT' 'MW' 'WST'] | KABE | 0 | Material
CA05973-8953 | 10603299045 | CA05973-8953 | CA05973-8953 | CA05973-8953 | RX2540 M7 FRONT BEZEL - FIXED KEY | 50 | Small parts | Mechanical | ['FIT' 'MW' 'WST'] | KABE | 0 | Material
CA05973-8955 | 10603313823 | CA05973-8955 | CA05973-8955 | CA05973-8955 | CBL100:RAID SLIMSAS 8X TO HSBP MCIO 8X | 50 | Cable | Cable | ['FIT' 'MW' 'WST'] | KABE | 0 | Material
CA05973-8956 | 10603313864 | CA05973-8956 | CA05973-8956 | CA05973-8956 | CBL101:RAID SLIMSAS 8X TO HSBP MCIO 8X | 50 | Cable | Cable | ['FIT' 'MW' 'WST'] | KABE | 0 | Material
CA05973-8958 | 10603313868 | CA05973-8958 | CA05973-8958 | CA05973-8958 | CBL103:RAID SLIMSAS 8X TO HSBP MCIO 8X | 50 | Cable | Cable | ['FIT' 'MW' 'WST'] | KABE | 0 | Material
CA05973-8959 | 10603313869 | CA05973-8959 | CA05973-8959 | CA05973-8959 | CBL104:RAID SLIMSAS 8X TO HSBP MCIO 8X | 50 | Cable | Cable | ['FIT' 'MW' 'WST'] | KABE | 0 | Material
CA05973-8966 | 10603298877 | CA05973-8966 | CA05973-8966 | CA05973-8966 | ASSY-HS-BLANK-2U (WITH SPONGE) | 50 | Small parts | Mechanical | ['FIT' 'MW' 'WST'] | KABE | 0 | Material
CA05973-8967 | 10603299174 | CA05973-8967 | CA05973-8967 | CA05973-8967 | ASSY-DUMMY GPU BRACKET | 50 | Small parts | Mechanical | ['FIT' 'MW' 'WST'] | KABE | 0 | Material
CA05973-8969 | 10603313221 | CA05973-8969 | CA05973-8969 | CA05973-8969 | RX2540M7 16X2.5" SAS/SATA/NVME SKD | 50 | BB/Enclosure | SKD | ['FIT' 'MW' 'WST'] | KABE | 0 | Material
CA05973-8974 | 10603357273 | CA05973-8974 |  | CA05973-8974 | RX2540-EXPANDER MODULE KIT (W/ SCREW*2) | 30 | Others | Others | ['WST'] | KABE | 0 | Material
CA05973-8975 | 10603477058 | CA05973-8975 | CA05973-8975 | CA05973-8975 | RX2540M7 MB | 50 | Small parts | Systemboard | ['MW' 'WST' 'FIT'] | KABE | 0 | Material
CA05973-8976 | 10603434215 | CA05973-8976 | CA05973-8976 |  | RX2540M7_OCP RAIL KIT | 50 | Small parts | Mechanical | ['FIT' 'MW'] | KABE | 0 | Material
CA05973-8977 | 10603435296 | CA05973-8977 | CA05973-8977 |  | MIDDLE+SIDE RV SPONGES FOR 2.5" HDD 0-15 | 50 | Small parts | Mechanical | ['FIT' 'MW'] | KABE | 0 | Material
CA05973-8981 | 10603542409 | CA05973-8981 | CA05973-8981 |  | RX2540M7 16X2.5" SKD BF2 | 30 | BB/Enclosure | SKD | ['FIT' 'MW'] | KABE | 0 | Material
CA05973-9400 | 10603248792 | CA05973-9400 | CA05973-9400 | CA05973-9400 | LTO CABLE FOR LYNX 6 | 50 | Cable | Cable | ['FIT' 'MW' 'WST'] | KABE | 0 | Material
CA05973-9402 | 10603244062 | CA05973-9402 | CA05973-9402 | CA05973-9402 | MICROCHIP RAID CARD LED CABLE 250MM | 50 | Cable | Cable | ['FIT' 'MW' 'WST'] | KABE | 0 | Material
CA05973-9403 | 10603246661 | CA05973-9403 | CA05973-9403 | CA05973-9403 | MICROCHIP HDD LED CABLE (350 MM) | 50 | Cable | Cable | ['FIT' 'MW' 'WST'] | KABE | 0 | Material
CA05973-9404 | 10603244374 | CA05973-9404 | CA05973-9404 | CA05973-9404 | RMK-F2 DROP-IN-CMA TX ENHANCE | 50 | Small parts | Mechanical | ['FIT' 'MW' 'WST'] | KABE | 0 | Material
CA05973-9405 | 10603291322 | CA05973-9405 | CA05973-9405 | CA05973-9405 | POWER CABLE FOR GPGPU (PCIE-12P) (H100) | 50 | Cable | Cable | ['FIT' 'MW' 'WST'] | KABE | 0 | Material
CA05973-9406 | 10603351775 | CA05973-9406 | CA05973-9406 | CA05973-9406 | 2U AIR DUCT | 50 | Small parts | Mechanical | ['FIT' 'MW' 'WST'] | KABE | 0 | Material
CA05973-9407 | 10603356925 | CA05973-9407 | CA05973-9407 | CA05973-9407 | EXTENSION_BOX_4X35_HDD_WITH MYLAR | 50 | Small parts | Mechanical | ['FIT' 'MW' 'WST'] | KABE | 0 | Material
CA05973-9411 |  |  |  |  | 9256 FAN MODULE(2U)_PCR |  | Cooling | FAN | ['MW'] |  | 0 | Material
CA05973-9501 | 10603205706 | CA05973-9501 |  | CA05973-9501 | RX2530M7 NAMING LABEL | 50 | Small parts | Label | ['FIT' 'WST'] | KABE | 0 | Material
CA05973-9502 | 10603205705 | CA05973-9502 | CA05973-9502 | CA05973-9502 | OCP DUMMY | 50 | Small parts | Mechanical | ['FIT' 'MW' 'WST'] | KABE | 0 | Material
CA05973-9506 | 10603289984 | CA05973-9506 | CA05973-9506 | CA05973-9506 | RX2530M7 OCP RAIL KIT | 50 | Small parts | Mechanical | ['FIT' 'MW' 'WST'] | KABE | 0 | Material
CA05973-9515 | 10603543485 | CA05973-9515 |  |  | RX2530M7 SKD 10X2.5" BF2 | 30 | BB/Enclosure | SKD | ['FIT'] | KABE | 0 | Material
CA05973-9700 | 10603215887 | CA05973-9700 |  | CA05973-9700 | CBL_EP680I_560_720 | 50 | Cable | Cable | ['FIT' 'WST'] | KABE | 0 | Material
CA05973-9701 | 10603215888 | CA05973-9701 |  | CA05973-9701 | CBL_EP680I_745 | 50 | Cable | Cable | ['FIT' 'WST'] | KABE | 0 | Material
CA05973-9702 | 10603215889 | CA05973-9702 |  | CA05973-9702 | CBL_EP680I_2*OCULINK_450 | 80 | Cable | Cable | ['FIT' 'WST'] | KABE | 0 | Material
CA05973-9703 | 10603215890 | CA05973-9703 |  | CA05973-9703 | CBL_EP680I_2*OCULINK_510 | 80 | Cable | Cable | ['FIT' 'WST'] | KABE | 0 | Material
CA05973-9704 | 10603215891 | CA05973-9704 |  |  | CBL_EP680I_500 | 75 | Cable | Cable | ['FIT'] | KABE | 0 | Material
CA05973-9705 | 10603215892 | CA05973-9705 |  |  | CBL_EP680I_500_720 | 50 | Cable | Cable | ['FIT' 'WST'] | KABE | 0 | Material
CA05973-9706 | 10603215893 | CA05973-9706 |  | CA05973-9706 | CBL_EP680I_MINISAS HD_2*500 | 50 | Cable | Cable | ['FIT' 'WST'] | KABE | 0 | Material
CA05973-9707 | 10603215934 | CA05973-9707 |  | CA05973-9707 | CBL_EP680I_MINISAS HD_470 | 50 | Cable | Cable | ['FIT' 'WST'] | KABE | 0 | Material
CA05973-9708 | 10603215935 | CA05973-9708 |  | CA05973-9708 | CBL_EP680I_470_540 | 50 | Cable | Cable | ['FIT' 'WST'] | KABE | 0 | Material
CA05973-9709 | 10603215936 | CA05973-9709 |  | CA05973-9709 | CBL_EP680I_MINISAS HD_RA_2*480 | 50 | Cable | Cable | ['FIT' 'WST'] | KABE | 0 | Material
CA05973-9710 | 10603215937 | CA05973-9710 |  | CA05973-9710 | CBL_EP680I_620_700 | 50 | Cable | Cable | ['FIT' 'WST'] | KABE | 0 | Material
CA05973-9711 | 10603215938 | CA05973-9711 |  | CA05973-9711 | CBL_EP680I_620_720 | 75 | Cable | Cable | ['FIT' 'WST'] | KABE | 0 | Material
CA05973-9712 |  |  |  |  | CBL_EP680I_2*OCULINK_850 |  | Cable | Cable | ['FIT'] |  | 0 | Material
CA05973-9713 |  |  |  |  | CBL_EP680I_2*OCULINK_300 |  | Cable | Cable | ['FIT'] |  | 0 | Material
CA05973-9714 |  |  |  |  | CBL_EP680I_2*OCULINK_650 |  | Cable | Cable | ['FIT'] |  | 0 | Material
CA05973-9715 | 10603215942 | CA05973-9715 | CA05973-9715 | CA05973-9715 | RX4770M6 8XSAS SLIMLINE CABLE FOR EP/CP6 | 50 | Cable | Cable | ['FIT' 'MW' 'WST'] | KABE | 0 | Material
CA05973-9716 | 10603217651 | CA05973-9716 |  | CA05973-9716 | CBL_EP680I_MINISAS HD_2*540 | 75 | Cable | Cable | ['FIT' 'WST'] | KABE | 0 | Material
CA05973-9800 | 10603244416 | CA05973-9800 | CA05973-9800 | CA05973-9800 | RX8770M7 BASE UNIT | 50 | BB/Enclosure | SKD | ['MW' 'WST'] | KABE | 0 | Material
CA05973-9804 | 10603244420 | CA05973-9804 | CA05973-9804 | CA05973-9804 | RX8770 M7 MB | 50 | Small parts | Systemboard | ['MW' 'WST'] | KABE | 0 | Material
CA05973-9805 | 10603244421 | CA05973-9805 | CA05973-9805 | CA05973-9805 | 2.5" HDD TRAY | 50 | Small parts | Mechanical | ['MW' 'WST'] | KABE | 0 | Material
CA05973-9806 | 10603244422 | CA05973-9806 |  | CA05973-9806 | PMBUS AND CPLD PWR CBL 400MM(MB TO FANB) | 50 | Cable | Cable | ['WST'] | KABE | 0 | Material
CA05973-9807 | 10603244423 | CA05973-9807 |  | CA05973-9807 | HDD BP PWR CABLE 400MM (MB TO FANB) | 50 | Cable | Cable | ['WST'] | KABE | 0 | Material
CA05973-9808 | 10603244434 | CA05973-9808 |  | CA05973-9808 | RAID RISER PWR CBL 300MM (FANB TO RISER) | 50 | Cable | Cable | ['WST'] | KABE | 0 | Material
CA05973-9809 | 10603244435 | CA05973-9809 | CA05973-9809 | CA05973-9809 | PCIE CBL 320MM (MB TO RISER CARD/HDD BP) | 50 | Cable | Cable | ['MW' 'WST'] | KABE | 0 | Material
CA05973-9810 | 10603244436 | CA05973-9810 |  | CA05973-9810 | RAID CARD SAS Y-CBL(SLL X8 TO 2X SLL X4) | 50 | Cable | Cable | ['WST'] | KABE | 0 | Material
CA05973-9811 | 10603244437 | CA05973-9811 |  | CA05973-9811 | FAN MODULE | 50 | Cooling | FAN | ['WST'] | KABE | 0 | Material
CA05973-9812 | 10603244438 | CA05973-9812 | CA05973-9812 | CA05973-9812 | 12-SLOT HYBRID HDD BACKPLANE | 50 | Others | Others | ['MW' 'WST'] | KABE | 0 | Material
CA05973-9813 | 10603244546 | CA05973-9813 |  | CA05973-9813 | FAN ADAPTER BOARD | 50 | Others | Others | ['WST'] | KABE | 0 | Material
CA05973-9814 | 10603244439 | CA05973-9814 | CA05973-9814 | CA05973-9814 | PCIE GEN5 RISER BOARD | 50 | Others | Others | ['MW' 'WST'] | KABE | 0 | Material
CA05973-9815 | 10603244440 | CA05973-9815 | CA05973-9815 | CA05973-9815 | FRONT BRIDGE BOARD | 50 | Others | Others | ['MW' 'WST'] | KABE | 0 | Material
CA05973-9816 | 10603244441 | CA05973-9816 | CA05973-9816 | CA05973-9816 | PCIE CABLE 380MM (MB TO PCIEB) | 50 | Cable | Cable | ['MW' 'WST'] | KABE | 0 | Material
CA05973-9817 | 10603244442 | CA05973-9817 | CA05973-9817 | CA05973-9817 | RX8770 M7 PCIE MODULE BOARD | 50 | Others | Others | ['MW' 'WST'] | KABE | 0 | Material
CA05973-9818 | 10603244443 | CA05973-9818 | CA05973-9818 | CA05973-9818 | RX8770 M7 PCH BOARD | 50 | Others | Others | ['MW' 'WST'] | KABE | 0 | Material
CA05973-9821 | 10603244445 | CA05973-9821 | CA05973-9821 | CA05973-9821 | RDN PSU DC 2600W | 50 | PSU | PSU | ['MW' 'WST'] | KABE | 0 | Material
CA05973-9822 | 10603244446 | CA05973-9822 | CA05973-9822 | CA05973-9822 | MIDPLANE BOARD | 50 | Others | Others | ['MW' 'WST'] | KABE | 0 | Material
CA05973-9823 | 10603244447 | CA05973-9823 | CA05973-9823 | CA05973-9823 | REAR BRIDGE BOARD | 50 | Others | Others | ['MW' 'WST'] | KABE | 0 | Material
CA05973-9824 | 10603244448 | CA05973-9824 | CA05973-9824 | CA05973-9824 | PCIE MODULE R | 50 | Small parts | Mechanical | ['MW' 'WST'] | KABE | 0 | Material
CA05973-9826 | 10603244450 | CA05973-9826 | CA05973-9826 | CA05973-9826 | METAL BATTERY HOLDER W/ 3 M2.5X3L SCREWS | 50 | Small parts | Mechanical | ['MW' 'WST'] | KABE | 0 | Material
CA05973-9828 | 10603244453 | CA05973-9828 |  | CA05973-9828 | TPM MODULE 2.0 | 30 | Others | Others | ['WST'] | KABE | 0 | Material
CA05973-9830 | 10603244455 | CA05973-9830 | CA05973-9830 | CA05973-9830 | 1.5U CPU HEATSINK | 50 | Cooling | Heatsink | ['MW' 'WST'] | KABE | 0 | Material
CA05973-9831 | 10603244456 | CA05973-9831 |  | CA05973-9831 | FUJITSU RX8770 M7 SYSTEM LABEL | 50 | Small parts | Label | ['WST'] | KABE | 0 | Material
CA05973-9832 | 10603244457 | CA05973-9832 |  | CA05973-9832 | FUJITSU LOGO LABEL (16X8MM) | 50 | Small parts | Label | ['WST'] | KABE | 0 | Material
CA05973-9833 | 10603313209 | CA05973-9833 |  | CA05973-9833 | FRONT PANEL LED CBL_07-FLT01XXXX087C0101 | 50 | Cable | Cable | ['WST'] | KABE | 0 | Material
CA05973-9834 | 10603313210 | CA05973-9834 |  | CA05973-9834 | FRONT PANEL USB&VGA CABLE | 50 | Cable | Cable | ['WST'] | KABE | 0 | Material
CA05973-9835 | 10603313211 | CA05973-9835 | CA05973-9835 | CA05973-9835 | USB AND VGA SIGNAL BOARD | 50 | Others | Others | ['MW' 'WST'] | KABE | 0 | Material
CA05973-9836 | 10603313212 | CA05973-9836 |  | CA05973-9836 | FRONT CONTROL ADAPTER BOARD | 50 | Others | Others | ['WST'] | KABE | 0 | Material
CA05973-9837 | 10603321542 | CA05973-9837 | CA05973-9837 | CA05973-9837 | CPU AIR SHROUD | 50 | Small parts | Mechanical | ['MW' 'WST'] | KABE | 0 | Material
CA05973-9838 | 10603353169 | CA05973-9838 |  | CA05973-9838 | PALLETIZED CHASSIS PACKAGE FOR SC618 | 50 | Packaging | Packaging | ['MW' 'WST'] | KABE | 0 | Material
CA05973-9839 | 10603353167 | CA05973-9839 | CA05973-9839 | CA05973-9839 | PCIE CABLE 347MM (MB TO PCIEB) | 50 | Cable | Cable | ['MW' 'WST'] | KABE | 0 | Material
CA05973-9840 | 10603353168 | CA05973-9840 | CA05973-9840 | CA05973-9840 | PCIE CABLE 314MM (MB TO PCIEB) | 50 | Cable | Cable | ['MW' 'WST'] | KABE | 0 | Material
CA05973-9841 | 10603542425 | CA05973-9841 |  | CA05973-9841 | TPM MODULE 2.0 | 50 | Others | Others | ['MW' 'WST'] | KABE | 0 | Material
CA05973-9900 |  |  |  |  | GX2560M7 AC BASE UNIT |  | BB/Enclosure | SKD | ['FIT'] |  | 0 | Material
CA05973-9901 |  |  |  |  | GX2560M7 LC BASE UNIT |  | BB/Enclosure | SKD | ['FIT'] |  | 0 | Material
CA05973-9902 |  |  |  |  | GX2560M7 PSU |  | PSU | PSU | ['FIT'] |  | 0 | Material
CA05973-9904 |  |  |  |  | FAN |  | Cooling | FAN | ['FIT'] |  | 0 | Material
CA05973-9905 |  |  |  |  | MOTHER BOARD (AIR COOLED) |  | Others | Others | ['FIT'] |  | 0 | Material
CA05973-9906 |  |  |  |  | CABLE CDAT (MB-PDB) 55CM |  | Cable | Cable | ['FIT'] |  | 0 | Material
CA05973-9907 |  |  |  |  | CABLE MCIO (MB-HD BP) 50CM |  | Cable | Cable | ['FIT'] |  | 0 | Material
CA05973-9909 |  |  |  |  | CABLE SATA (MB-HD BP) 95CM |  | Cable | Cable | ['FIT'] |  | 0 | Material
CA05973-9910 |  |  |  |  | CABLE MCIO (MB-RISER) 38CM |  | Cable | Cable | ['FIT'] |  | 0 | Material
CA05973-9911 |  |  |  |  | CABLE MCIO (MB-RISER) 36CM |  | Cable | Cable | ['FIT'] |  | 0 | Material
CA05973-9912 |  |  |  |  | CABLE MCIO (MB-RISER) 39CM |  | Cable | Cable | ['FIT'] |  | 0 | Material
CA05973-9914 |  |  |  |  | CABLE MCIO (MB-HD BP) 45CM |  | Cable | Cable | ['FIT'] |  | 0 | Material
CA05973-9915 |  |  |  |  | CABLE MCIO (MB-HD BP) 55CM |  | Cable | Cable | ['FIT'] |  | 0 | Material
CA05973-9916 |  |  |  |  | CABLE MCIO (MB-GPU BP) 53CM |  | Cable | Cable | ['FIT'] |  | 0 | Material
CA05973-9917 |  |  |  |  | CABLE MCIO (MB-GPU BP) 62CM |  | Cable | Cable | ['FIT'] |  | 0 | Material
CA05973-9918 |  |  |  |  | CABLE PWR (PDB-GPU BD) 43CM |  | Cable | Cable | ['FIT'] |  | 0 | Material
CA05973-9919 |  |  |  |  | CABLE PWR (MB-PDB) 60CM |  | Cable | Cable | ['FIT'] |  | 0 | Material
CA05973-9920 |  |  |  |  | CABLE PWR (MB-RISER) 30CM |  | Cable | Cable | ['FIT'] |  | 0 | Material
CA05973-9921 |  |  |  |  | CABLE PWR (MB-GPU BD) 60CM |  | Cable | Cable | ['FIT'] |  | 0 | Material
CA05973-9922 |  |  |  |  | CABLE PWR (PDB-HD BP) 50CM |  | Cable | Cable | ['FIT'] |  | 0 | Material
CA05973-9924 |  |  |  |  | HD BACKPLANE |  | Others | Others | ['FIT'] |  | 0 | Material
CA05973-9925 |  |  |  |  | MOTHER BOARD (LIQUID COOLED) |  | Others | Others | ['FIT'] |  | 0 | Material
CA05973-9926 |  |  |  |  | L RISER CARD |  | Others | Others | ['FIT'] |  | 0 | Material
CA05973-9927 |  |  |  |  | R RISER CARD |  | Others | Others | ['FIT'] |  | 0 | Material
CA05973-9928 |  |  |  |  | ADD-ON CARD |  | Others | Others | ['FIT'] |  | 0 | Material
CA05973-9930 |  |  |  |  | LIQUD COOLING KIT FOR GPU |  | Cooling | Heatsink | ['FIT'] |  | 0 | Material
CA05973-9931 |  |  |  |  | LIQUD COOLING KIT FOR GPU |  | Cooling | Heatsink | ['FIT'] |  | 0 | Material
CA05973-9932 |  |  |  |  | GPU BOARD (LIQUID COOLED) |  | Small parts | GPU | ['FIT'] |  | 0 | Material
CA05973-9933 |  |  |  |  | SNK-P3047 |  | Cooling | Heatsink | ['FIT'] |  | 0 | Material
CA05973-9934 |  |  |  |  | CBL-SAST-1391RFL4Y-100 |  | Cable | Cable | ['FIT'] |  | 0 | Material
CA05973-9935 |  |  |  |  | GPU HBM3 80G |  | Others | Others | ['FIT'] |  | 0 | Material
CA05973-9936 |  |  |  |  | GPU HBM2E 94G |  | Others | Others | ['FIT'] |  | 0 | Material
CA05973-9937 |  |  |  |  | CPU HEATSINK |  | Cooling | Heatsink | ['FIT'] |  | 0 | Material
CA05973-9938 |  |  |  |  | GPU HEATSINK |  | Cooling | Heatsink | ['FIT'] |  | 0 | Material
CA05973-9945 |  |  |  |  | GPU TRAY |  | Small parts | Mechanical | ['FIT'] |  | 0 | Material
CA05973-9948 |  |  |  |  | MCP-310-45807-0B |  | Small parts | Mechanical | ['FIT'] |  | 0 | Material
CA05973-9949 |  |  |  |  | MCP-310-45809-0B |  | Small parts | Mechanical | ['FIT'] |  | 0 | Material
CA05973-9950 |  |  |  |  | PDB |  | Others | Others | ['FIT'] |  | 0 | Material
CA05973-9951 |  |  |  |  | CABLE MCIO (MB-RISER) XXCM |  | Cable | Cable | ['FIT'] |  | 0 | Material
CA05973-9952 |  |  |  |  | CABLE MCIO (MB-RISER) XXCM |  | Cable | Cable | ['FIT'] |  | 0 | Material
CA05973-9953 |  |  |  |  | SNK-P3048P-TP-FL02T |  | Cooling | Heatsink | ['FIT'] |  | 0 | Material
CA05973-9961 |  |  |  |  | OP CABLE |  | Cable | Cable | ['FIT'] |  | 0 | Material
CA05976-0200 | 10603476980 | CA05976-0200 | CA05976-0200 |  | RX2450M2 SKD10X3.5"SAS/SATA | 50 | BB/Enclosure | SKD | ['FIT' 'MW'] | KABE | 0 | Material
CA05976-0201 | 10603476981 | CA05976-0201 | CA05976-0201 | CA05976-0201 | RX2450M2 SKD 12X 3.5" SAS/SATA | 50 | BB/Enclosure | SKD | ['FIT' 'MW' 'WST'] | KABE | 0 | Material
CA05976-0202 | 10603476982 | CA05976-0202 | CA05976-0202 | CA05976-0202 | RX2450M2 SKD 16X 2.5" SAS/SATA | 50 | BB/Enclosure | SKD | ['FIT' 'MW' 'WST'] | KABE | 0 | Material
CA05976-0203 | 10603476983 | CA05976-0203 | CA05976-0203 | CA05976-0203 | RX2450M2 SKD 24X 2.5" SAS/SATA/NVME MIX | 50 | BB/Enclosure | SKD | ['FIT' 'MW' 'WST'] | KABE | 0 | Material
CA05976-0204 | 10603476984 | CA05976-0204 | CA05976-0204 |  | RX2450M2 SKD24X2.5"NVME | 50 | BB/Enclosure | SKD | ['FIT' 'MW'] | KABE | 0 | Material
CA05976-0209 | 10603476988 | CA05976-0209 |  | CA05976-0209 | RX2450M2_MB | 50 | Small parts | Systemboard | ['MW' 'WST' 'FIT'] | KABE | 0 | Material
CA05976-0210 | 10603477148 | CA05976-0210 |  | CA05976-0210 | RX2450M2_INT RAID_RISER | 50 | Others | Others | ['FIT' 'MW' 'WST'] | KABE | 0 | Material
CA05976-0211 | 10603477160 | CA05976-0211 |  | CA05976-0211 | FAN module | 50 | Cooling | FAN | ['FIT' 'MW' 'WST'] | KABE | 0 | Material
CA05976-0214 | 10603477163 | CA05976-0214 | CA05976-0214 | CA05976-0214 | EVAC CPU Heatsink (AL) | 50 | Cooling | Heatsink | ['FIT' 'MW' 'WST'] | KABE | 0 | Material
CA05976-0215 | 10603477323 | CA05976-0215 | CA05976-0215 | CA05976-0215 | Dummy Heatsink (2U) | 50 | Small parts | Mechanical | ['FIT' 'MW' 'WST'] | KABE | 0 | Material
CA05976-0217 | 10603477325 | CA05976-0217 | CA05976-0217 | CA05976-0217 | GPGPU AIR DUCT | 50 | Small parts | Mechanical | ['FIT' 'MW' 'WST'] | KABE | 0 | Material
CA05976-0219 | 10603477187 | CA05976-0219 | CA05976-0219 | CA05976-0219 | CABLE M.2 INTERPOSER | 50 | Cable | Cable | ['FIT' 'MW' 'WST'] | KABE | 0 | Material
CA05976-0220 | 10603477188 | CA05976-0220 |  | CA05976-0220 | MCIOCABLE INTL RAID RISER | 50 | Cable | Cable | ['FIT' 'MW' 'WST'] | KABE | 0 | Material
CA05976-0221 | 10603477189 | CA05976-0221 | CA05976-0221 | CA05976-0221 | MCIO CABLE FOR OCP MODULE | 50 | Cable | Cable | ['FIT' 'MW' 'WST'] | KABE | 0 | Material
CA05976-0222 | 10603477190 | CA05976-0222 | CA05976-0222 | CA05976-0222 | MCIO CABLE FOR PCIE SLOT5/6 | 50 | Cable | Cable | ['FIT' 'MW' 'WST'] | KABE | 0 | Material
CA05976-0223 | 10603477191 | CA05976-0223 | CA05976-0223 |  | ODD CABLE | 50 | Cable | Cable | ['FIT' 'MW' 'WST'] | KABE | 0 | Material
CA05976-0224 | 10603477192 | CA05976-0224 |  | CA05976-0224 | MINISASHD RAID CABLE | 50 | Cable | Cable | ['FIT' 'MW' 'WST'] | KABE | 0 | Material
CA05976-0225 | 10603477203 | CA05976-0225 |  | CA05976-0225 | SLIMSAS RAID CABLE | 50 | Cable | Cable | ['FIT' 'MW' 'WST'] | KABE | 0 | Material
CA05976-0226 | 10603477149 | CA05976-0226 |  | CA05976-0226 | SAS Expander_Bd_40 | 50 | Others | Others | ['FIT' 'MW' 'WST'] | KABE | 0 | Material
CA05976-0228 | 10603477340 | CA05976-0228 | CA05976-0228 | CA05976-0228 | HSBP24x2.5PCIE+SW BOARDKIT | 50 | Others | Others | ['FIT' 'MW' 'WST'] | KABE | 0 | Material
CA05976-0234 | 2013542735 |  | CA05976-0234 |  | RX2450M2 TOP COVER-REAR |  | Small parts | Mechanical | ['FIT' 'MW'] |  | 0 | Material
CA05976-0237 | 10603477341 | CA05976-0237 |  | CA05976-0237 | RX2450M2 COP kit | 50 | Small parts | Mechanical | ['FIT' 'MW' 'WST'] | KABE | 0 | Material
CA05976-0239 | 10603477243 | CA05976-0239 |  | CA05976-0239 | RX2450M2 NAMING LABEL | 50 | Small parts | Label | ['FIT' 'MW' 'WST'] | KABE | 0 | Material
CA05976-0240 | 10603477184 | CA05976-0240 | CA05976-0240 | CA05976-0240 | 2U CPU Heatsink (AL) | 50 | Cooling | Heatsink | ['FIT' 'MW' 'WST'] | KABE | 0 | Material
CA05976-0241 | 10603477388 | CA05976-0241 | CA05976-0241 | CA05976-0241 | PCIE RISER W/RISER_X16_LR_GPU-SLOT 3 | 50 | Small parts | Mechanical | ['FIT' 'MW' 'WST'] | KABE | 0 | Material
CA05976-0242 | 10603477389 | CA05976-0242 | CA05976-0242 | CA05976-0242 | PCIE RISER W/RISER_X16_LR_GPU-SLOT 9 | 50 | Small parts | Mechanical | ['FIT' 'MW' 'WST'] | KABE | 0 | Material
CA05976-0243 | 10603477342 | CA05976-0243 | CA05976-0243 | CA05976-0243 | RX2450M2_INTERNAL RAID RISER MODULE Kit | 50 | Small parts | Mechanical | ['FIT' 'MW' 'WST'] | KABE | 0 | Material
CA05976-0244 | 10603477343 | CA05976-0244 | CA05976-0244 | CA05976-0244 | RX2450M2-Expander module KIT | 50 | Small parts | Mechanical | ['FIT' 'MW' 'WST'] | KABE | 0 | Material
CA05976-0245 | 10603477151 | CA05976-0245 |  | CA05976-0245 | RX2450M2_RISER_X16_LR_GPU | 50 | Others | Others | ['FIT' 'MW' 'WST'] | KABE | 0 | Material
CA05976-0246 | 10603477310 | CA05976-0246 | CA05976-0246 | CA05976-0246 | FRONT BEZEL FIXED KEY | 50 | Small parts | Mechanical | ['FIT' 'MW' 'WST'] | KABE | 0 | Material
CA05976-0247 | 10603477311 | CA05976-0247 | CA05976-0247 |  | FRONT BEZEL RANDOM KEYS | 30 | Small parts | Mechanical | ['FIT' 'MW'] | KABE | 0 | Material
CA05976-0251 | 10603477330 | CA05976-0251 | CA05976-0251 |  | DUMMY HEATSINK (1U) | 50 | Small parts | Mechanical | ['FIT' 'MW'] | KABE | 0 | Material
CA05976-0252 | 10603477204 | CA05976-0252 |  | CA05976-0252 | FRONT VGA CABLE | 50 | Cable | Cable | ['FIT' 'MW' 'WST'] | KABE | 0 | Material
CA05976-0300 | 10603476985 | CA05976-0300 | CA05976-0300 |  | RX1440M2 SKD 4X 3.5" | 50 | BB/Enclosure | SKD | ['FIT' 'MW'] | KABE | 0 | Material
CA05976-0301 | 10603476986 | CA05976-0301 | CA05976-0301 | CA05976-0301 | RX1440M2 SKD 8X 2.5" | 50 | BB/Enclosure | SKD | ['FIT' 'MW' 'WST'] | KABE | 0 | Material
CA05976-0302 | 10603476987 | CA05976-0302 | CA05976-0302 | CA05976-0302 | RX1440M2 SKD 10X 2.5" | 50 | BB/Enclosure | SKD | ['FIT' 'MW' 'WST'] | KABE | 0 | Material
CA05976-0303 | 10603559865 | CA05976-0303 | CA05976-0303 | CA05976-0303 | 2X2.5"_RHSBP KIT | 50 | Small parts | Mechanical | ['FIT' 'MW' 'WST'] | KABE | 0 | Material
CA05976-0304 | 10603479784 | CA05976-0304 | CA05976-0304 |  | FULL HEIGHT PCIE RISER MODULE KIT | 50 | Small parts | Mechanical | ['FIT' 'MW'] | KABE | 0 | Material
CA05976-0306 | 10603479785 | CA05976-0306 | CA05976-0306 |  | 3X2.5"_RHSBP KIT | 50 | Small parts | Mechanical | ['FIT' 'MW'] | KABE | 0 | Material
CA05976-0307 | 10603476989 | CA05976-0307 |  | CA05976-0307 | RX1440M2 MB | 50 | Small parts | Systemboard | ['MW' 'FIT' 'WST'] | KABE | 0 | Material
CA05976-0308 | 10603477153 | CA05976-0308 |  | CA05976-0308 | Riser_x16_L(Reverse) | 50 | Others | Others | ['FIT' 'MW' 'WST'] | KABE | 0 | Material
CA05976-0309 | 10603477154 | CA05976-0309 |  | CA05976-0309 | Riser_x16_R | 50 | Others | Others | ['FIT' 'MW' 'WST'] | KABE | 0 | Material
CA05976-0310 | 10603477155 | CA05976-0310 |  |  | HSBP_4_3.5_SAS | 50 | Others | Others | ['FIT' 'MW' 'WST'] | KABE | 0 | Material
CA05976-0311 | 10603477156 | CA05976-0311 |  | CA05976-0311 | HSBP_10_2.5_Combo | 50 | Others | Others | ['FIT' 'MW' 'WST'] | KABE | 0 | Material
CA05976-0312 | 10603477157 | CA05976-0312 |  | CA05976-0312 | RHSBP_3_2.5 | 50 | Others | Others | ['FIT' 'MW' 'WST'] | KABE | 0 | Material
CA05976-0313 | 10603477158 | CA05976-0313 |  | CA05976-0313 | Internal RAID riser_1U | 50 | Others | Others | ['FIT' 'MW' 'WST'] | KABE | 0 | Material
CA05976-0314 | 10603477159 | CA05976-0314 | CA05976-0314 | CA05976-0314 | EXPANDER BOARD | 50 | Others | Others | ['FIT' 'MW' 'WST'] | KABE | 0 | Material
CA05976-0315 | 10603477312 | CA05976-0315 | CA05976-0315 | CA05976-0315 | RAIL KIT(NEW INNER RAIL) | 50 | Small parts | Mechanical | ['FIT' 'MW' 'WST'] | KABE | 0 | Material
CA05976-0316 | 10603477313 | CA05976-0316 | CA05976-0316 | CA05976-0316 | RAIL KIT(L COST-NEW RAIL) | 50 | Small parts | Mechanical | ['FIT' 'MW' 'WST'] | KABE | 0 | Material
CA05976-0317 | 10603477162 | CA05976-0317 |  | CA05976-0317 | 4056FAN MODULE-DUAL ROTOR | 50 | Cooling | FAN | ['FIT' 'MW' 'WST'] | KABE | 0 | Material
CA05976-0319 | 10603477185 | CA05976-0319 | CA05976-0319 | CA05976-0319 | 1U CPU HEATSINK_AL | 50 | Cooling | Heatsink | ['FIT' 'MW' 'WST'] | KABE | 0 | Material
CA05976-0320 | 10603477186 | CA05976-0320 | CA05976-0320 | CA05976-0320 | 1U EVAC HEATSINK_360W_CU | 50 | Cooling | Heatsink | ['FIT' 'MW' 'WST'] | KABE | 0 | Material
CA05976-0321 | 2013542739 |  | CA05976-0321 |  | TOP COVER-REAR |  | Small parts | Mechanical | ['FIT' 'MW'] |  | 0 | Material
CA05976-0324 | 10603477205 | CA05976-0324 | CA05976-0324 |  | POWER CABLE,MB3.5X4FHSBP | 50 | Cable | Cable | ['FIT' 'MW' 'WST'] | KABE | 0 | Material
CA05976-0327 | 10603477208 | CA05976-0327 |  | CA05976-0327 | CABLE 8INT RAID RISER 1TO1 | 50 | Cable | Cable | ['FIT' 'MW' 'WST'] | KABE | 0 | Material
CA05976-0329 | 10603477209 | CA05976-0329 | CA05976-0329 |  | ODD SIG/POWER CABLE3.5SKU | 50 | Cable | Cable | ['FIT' 'MW' 'WST'] | KABE | 0 | Material
CA05976-0332 | 10603477212 | CA05976-0332 | CA05976-0332 | CA05976-0332 | POWER CABLE MB RAID RISER | 50 | Cable | Cable | ['FIT' 'MW' 'WST'] | KABE | 0 | Material
CA05976-0334 | 10603477213 | CA05976-0334 | CA05976-0334 | CA05976-0334 | CABLE MB16 To MB16,350MM | 50 | Cable | Cable | ['FIT' 'MW' 'WST'] | KABE | 0 | Material
CA05976-0335 | 10603477214 | CA05976-0335 | CA05976-0335 |  | POWER CABLE,MB2.5X8FHSBP | 50 | Cable | Cable | ['FIT' 'MW' 'WST'] | KABE | 0 | Material
CA05976-0336 | 10603477215 | CA05976-0336 | CA05976-0336 |  | POWER CABLE,MB2.5X10FHSBP | 50 | Cable | Cable | ['FIT' 'MW' 'WST'] | KABE | 0 | Material
CA05976-0337 | 10603477216 | CA05976-0337 | CA05976-0337 |  | ODD SIG/POWER CABLE2.5SKU | 50 | Cable | Cable | ['FIT' 'MW' 'WST'] | KABE | 0 | Material
CA05976-0338 | 10603477217 | CA05976-0338 | CA05976-0338 |  | OOB SIGNAL CABLE,MB2.5X10 | 50 | Cable | Cable | ['FIT' 'MW' 'WST'] | KABE | 0 | Material
CA05976-0339 | 10603477218 | CA05976-0339 | CA05976-0339 | CA05976-0339 | CABLE SAS EXP TO 2.5 RHSBP | 50 | Cable | Cable | ['FIT' 'MW' 'WST'] | KABE | 0 | Material
CA05976-0340 | 10603477219 | CA05976-0340 | CA05976-0340 | CA05976-0340 | CABLE SAS TO2.5X10,500MM | 50 | Cable | Cable | ['FIT' 'MW' 'WST'] | KABE | 0 | Material
CA05976-0341 | 10603477220 | CA05976-0341 | CA05976-0341 | CA05976-0341 | CABLE SAS TO2.5X10,375MM | 50 | Cable | Cable | ['FIT' 'MW' 'WST'] | KABE | 0 | Material
CA05976-0342 | 10603477221 | CA05976-0342 | CA05976-0342 | CA05976-0342 | CABLE SAS TO2.5X10.400MM | 50 | Cable | Cable | ['FIT' 'MW' 'WST'] | KABE | 0 | Material
CA05976-0345 | 10603477223 | CA05976-0345 | CA05976-0345 | CA05976-0345 | SLIM SASCABLE SLOT RAID | 50 | Cable | Cable | ['FIT' 'MW' 'WST'] | KABE | 0 | Material
CA05976-0347 | 10603477224 | CA05976-0347 | CA05976-0347 | CA05976-0347 | CABLE INT RAID 2.5 RHSBP | 50 | Cable | Cable | ['FIT' 'MW' 'WST'] | KABE | 0 | Material
CA05976-0348 | 10603477225 | CA05976-0348 |  | CA05976-0348 | MCIO CABLE, MB TO 2.5X2 RHSBP, 1 TO 1 | 50 | Cable | Cable | ['FIT' 'MW' 'WST'] | KABE | 0 | Material
CA05976-0349 | 10603477226 | CA05976-0349 |  | CA05976-0349 | MCIO CABLE, MB TO 2.5X3 RHSBP, 1 TO 2 | 50 | Cable | Cable | ['FIT' 'MW' 'WST'] | KABE | 0 | Material
CA05976-0350 | 10603477227 | CA05976-0350 |  | CA05976-0350 | OOB CABLE MB TO2.5RHSBP | 50 | Cable | Cable | ['FIT' 'MW' 'WST'] | KABE | 0 | Material
CA05976-0351 | 10603477228 | CA05976-0351 | CA05976-0351 | CA05976-0351 | POWER CABLE MB 2.5 RHSBP | 50 | Cable | Cable | ['FIT' 'MW' 'WST'] | KABE | 0 | Material
CA05976-0352 | 10603477229 | CA05976-0352 | CA05976-0352 | CA05976-0352 | MINISASHD CABLE, INT RAID TO 2.5X8 FHSBP, 1 TO 2 | 50 | Cable | Cable | ['FIT' 'MW' 'WST'] | KABE | 0 | Material
CA05976-0353 | 10603477230 | CA05976-0353 | CA05976-0353 | CA05976-0353 | SLIMSAS CABLE, INT RAID TO 2.5X8 FHSBP, 1 TO 2 | 50 | Cable | Cable | ['FIT' 'MW' 'WST'] | KABE | 0 | Material
CA05976-0357 | 10603477231 | CA05976-0357 |  | CA05976-0357 | MCIOCABLE MB1TO2 315/225MM | 50 | Cable | Cable | ['FIT' 'MW' 'WST'] | KABE | 0 | Material
CA05976-0358 | 10603477232 | CA05976-0358 |  | CA05976-0358 | MCIOCABLE MB1TO1 420MM | 50 | Cable | Cable | ['FIT' 'MW' 'WST'] | KABE | 0 | Material
CA05976-0359 | 10603477233 | CA05976-0359 |  | CA05976-0359 | MCIOCABLE MB1TO1 535MM | 50 | Cable | Cable | ['FIT' 'MW' 'WST'] | KABE | 0 | Material
CA05976-0360 | 10603477234 | CA05976-0360 |  | CA05976-0360 | MCIOCABLE MB1TO1 290MM | 50 | Cable | Cable | ['FIT' 'MW' 'WST'] | KABE | 0 | Material
CA05976-0361 | 10603477235 | CA05976-0361 | CA05976-0361 | CA05976-0361 | MINICABLE 3.5X4 FHSBP 1TO1 | 50 | Cable | Cable | ['FIT' 'MW' 'WST'] | KABE | 0 | Material
CA05976-0362 | 10603477236 | CA05976-0362 | CA05976-0362 | CA05976-0362 | SLIMSAS CABLE, INT RAID TO 3.5X4 FHSBP, 1 TO 1 | 50 | Cable | Cable | ['FIT' 'MW' 'WST'] | KABE | 0 | Material
CA05976-0363 | 10603477237 | CA05976-0363 |  | CA05976-0363 | OOB SIGNAL CABLE, MB TO EXPANDER | 50 | Cable | Cable | ['FIT' 'MW' 'WST'] | KABE | 0 | Material
CA05976-0364 | 10603477238 | CA05976-0364 |  | CA05976-0364 | SERIAL PORT CABLE W/SCREW | 50 | Cable | Cable | ['FIT' 'MW' 'WST'] | KABE | 0 | Material
CA05976-0365 | 10603477239 | CA05976-0365 |  | CA05976-0365 | FRONT VGA CABLE | 50 | Cable | Cable | ['FIT' 'MW' 'WST'] | KABE | 0 | Material
CA05976-0371 | 2013542726 |  | CA05976-0371 |  | FAN DOOR-3.5" |  | Small parts | Mechanical | ['FIT' 'MW'] |  | 0 | Material
CA05976-0372 | 2013542727 |  | CA05976-0372 |  | FAN DOOR-2.5" |  | Small parts | Mechanical | ['FIT' 'MW'] |  | 0 | Material
CA05976-0373 | 10603477385 | CA05976-0373 |  | CA05976-0373 | 2.5" HDD COP MODULE KIT | 50 | Small parts | Mechanical | ['FIT' 'MW' 'WST'] | KABE | 0 | Material
CA05976-0374 | 10603477386 | CA05976-0374 |  | CA05976-0374 | 3.5" HDD COP MODULE KIT | 50 | Small parts | Mechanical | ['FIT' 'MW' 'WST'] | KABE | 0 | Material
CA05976-0375 | 10603476163 | CA05976-0375 |  | CA05976-0375 | THERMAL SENSOR MODULE | 50 | Small parts | Mechanical | ['FIT' 'WST'] | KABE | 0 | Material
CA05976-0376 | 10603479688 | CA05976-0376 |  | CA05976-0376 | HEXAG.SCREW M4X18 | 50 | Small parts | Mechanical | ['FIT' 'MW' 'WST'] | KABE | 0 | Material
CA05976-0377 | 10603477334 | CA05976-0377 |  | CA05976-0377 | REAR RS232 FH BRACKET | 50 | Small parts | Mechanical | ['FIT' 'MW' 'WST'] | KABE | 0 | Material
CA05976-0378 | 10603477267 | CA05976-0378 |  | CA05976-0378 | RX1440M2 NAMING LABEL | 50 | Small parts | Label | ['FIT' 'MW' 'WST'] | KABE | 0 | Material
CA05976-0379 | 10603477320 | CA05976-0379 | CA05976-0379 | CA05976-0379 | DUMMY 3.5" HDD | 50 | Small parts | Mechanical | ['FIT' 'MW' 'WST'] | KABE | 0 | Material
CA05976-0381 | 10603486408 | CA05976-0381 |  | CA05976-0381 | DISTANCE BOLT M4X4.5 NY HEX-7X6.95 | 50 | Small parts | Mechanical | ['FIT' 'MW' 'WST'] | KABE | 0 | Material
CA05976-0382 | 10603477240 | CA05976-0382 |  | CA05976-0382 | NVME CABLE, SLOT1 C1 P2 TO 2.5X10 FHSBP | 50 | Cable | Cable | ['FIT' 'MW' 'WST'] | KABE | 0 | Material
CA05976-0383 | 10603477241 | CA05976-0383 |  | CA05976-0383 | NVME CABLE 810MM | 50 | Cable | Cable | ['FIT' 'MW' 'WST'] | KABE | 0 | Material
CA05976-0385 | 10603477335 | CA05976-0385 |  | CA05976-0385 | REAR RS232 BRACKET HOLDER W/SCREW | 50 | Small parts | Mechanical | ['FIT' 'MW' 'WST'] | KABE | 0 | Material
CA05976-0386 | 10603477387 | CA05976-0386 | CA05976-0386 | CA05976-0386 | INTERNAL RAID RISER MODULE | 50 | Small parts | Mechanical | ['FIT' 'MW' 'WST'] | KABE | 0 | Material
CA05976-0387 | 10603477242 | CA05976-0387 | CA05976-0387 | CA05976-0387 | POWER CABLE, MB TO EXPANDER | 50 | Cable | Cable | ['FIT' 'MW' 'WST'] | KABE | 0 | Material
CA05976-0388 | 10603559864 | CA05976-0388 |  | CA05976-0388 | RHSBP_2_2.5 | 50 | Others | Others | ['FIT' 'MW' 'WST'] | KABE | 0 | Material
CA05976-0389 | 2013660353 |  | CA05976-0389 |  | FRONT AIR DUCT MYLAR |  | Cooling | Cooling | ['MW' 'FIT'] |  | 0 | Material
CA05976-0400 | 10603499914 | CA05976-0400 | CA05976-0400 | CA05976-0400 | TX1320_1330M6 MB | 30 | Small parts | Systemboard | ['FIT' 'MW' 'WST'] | KABE | 0 | Material
CA05976-0401 | 10603499362 | CA05976-0401 | CA05976-0401 | CA05976-0401 | TX1320M6 PDB BOARD | 30 | Others | Others | ['MW' 'WST' 'FIT'] | KABE | 0 | Material
CA05976-0408 | 10603499407 | CA05976-0408 |  | CA05976-0408 | GPGPU FAN MODULE 6038-3.5" HDD | 30 | Cooling | FAN | ['FIT' 'MW' 'WST'] | KABE | 0 | Material
CA05976-0409 | 10603499405 | CA05976-0409 | CA05976-0409 | CA05976-0409 | STANDARD FANSINK FOR UNDER 80W CPU | 30 | Cooling | Heatsink | ['FIT' 'MW' 'WST'] | KABE | 0 | Material
CA05976-0410 | 10603499404 | CA05976-0410 | CA05976-0410 | CA05976-0410 | PERFORMANCE FANSINK FOR 95W CPU | 30 | Cooling | Heatsink | ['FIT' 'MW' 'WST'] | KABE | 0 | Material
CA05976-0411 | 10603499396 | CA05976-0411 | CA05976-0411 | CA05976-0411 | ODD/2.5" PWR CABLE | 30 | Cable | Cable | ['FIT' 'MW' 'WST'] | KABE | 0 | Material
CA05976-0412 | 10603499397 | CA05976-0412 | CA05976-0412 | CA05976-0412 | PDB PWR CABLE | 30 | Cable | Cable | ['FIT' 'MW' 'WST'] | KABE | 0 | Material
CA05976-0413 | 10603499403 | CA05976-0413 | CA05976-0413 | CA05976-0413 | 8 HDD SAS SIGNAL CABLE FOR C6/L6 RAID | 30 | Cable | Cable | ['FIT' 'MW' 'WST'] | KABE | 0 | Material
CA05976-0414 | 10603499402 | CA05976-0414 | CA05976-0414 | CA05976-0414 | 4 HDD SAS SIGNAL CABLE FOR C6/L6 RAID | 30 | Cable | Cable | ['FIT' 'MW' 'WST'] | KABE | 0 | Material
CA05976-0419 | 10603499915 | CA05976-0419 | CA05976-0419 |  | SKD 2.5" HDD W/ STD. PSU | 30 | BB/Enclosure | SKD | ['FIT' 'MW'] | KABE | 0 | Material
CA05976-0420 | 10603500143 | CA05976-0420 | CA05976-0420 | CA05976-0420 | SKD 2.5" HDD W/ RED. PSU | 30 | BB/Enclosure | SKD | ['FIT' 'MW' 'WST'] | KABE | 0 | Material
CA05976-0421 | 10603500142 | CA05976-0421 | CA05976-0421 | CA05976-0421 | SKD 3.5" HDD W/ STD. PSU | 30 | BB/Enclosure | SKD | ['FIT' 'MW' 'WST'] | KABE | 0 | Material
CA05976-0422 | 10603499453 | CA05976-0422 |  |  | SKD 3.5" HDD W/ RED. PSU | 30 | BB/Enclosure | SKD | ['FIT' 'MW'] | KABE | 0 | Material
CA05976-0423 | 10603499363 | CA05976-0423 |  | CA05976-0423 | TX1320M6 4X2.5" SAS/ SATA HDD BP | 30 | Others | Others | ['FIT' 'MW' 'WST'] | KABE | 0 | Material
CA05976-0424 | 10603499401 | CA05976-0424 | CA05976-0424 | CA05976-0424 | OB-SATA/RAID SAS SIGNAL CABLE | 30 | Cable | Cable | ['FIT' 'MW' 'WST'] | KABE | 0 | Material
CA05976-0425 | 10603499428 | CA05976-0425 | CA05976-0425 | CA05976-0425 | TX1320 M6 TOP COVER | 30 | Small parts | Mechanical | ['FIT' 'MW' 'WST'] | KABE | 0 | Material
CA05976-0427 | 10603499424 | CA05976-0427 | CA05976-0427 | CA05976-0427 | TX1320 M6 TOWER SERVER FRONT LOWER DOOR | 30 | Small parts | Mechanical | ['FIT' 'MW' 'WST'] | KABE | 0 | Material
CA05976-0428 | 10603499432 | CA05976-0428 | CA05976-0428 | CA05976-0428 | TX1320M6 ASSY OP MODULE | 30 | Others | Others | ['MW' 'WST' 'FIT'] | KABE | 0 | Material
CA05976-0432 | 10603499406 | CA05976-0432 | CA05976-0432 | CA05976-0432 | SYSTEM FAN MODULE 7025-3.5" HDD | 30 | Cooling | FAN | ['FIT' 'MW' 'WST'] | KABE | 0 | Material
CA05976-0500 | 10603499408 | CA05976-0500 | CA05976-0500 | CA05976-0500 | TX1330M6 PDB BOARD | 30 | Others | Others | ['MW' 'WST' 'FIT'] | KABE | 0 | Material
CA05976-0501 | 10603499440 | CA05976-0501 | CA05976-0501 | CA05976-0501 | TX1330M6_1X4_3.5_SAS/SATA BP | 30 | Others | Others | ['FIT' 'MW' 'WST'] | KABE | 0 | Material
CA05976-0502 | 10603499441 | CA05976-0502 | CA05976-0502 | CA05976-0502 | TX1330M6_1X8_2.5_SAS/SATA BP | 30 | Others | Others | ['FIT' 'MW' 'WST'] | KABE | 0 | Material
CA05976-0503 | 10603499442 | CA05976-0503 | CA05976-0503 | CA05976-0503 | TX1330M6_SAS EXPANDER BOARD | 30 | Others | Others | ['FIT' 'MW' 'WST'] | KABE | 0 | Material
CA05976-0507 | 10603499451 | CA05976-0507 | CA05976-0507 |  | TX1330M6-IP5X FILTER KIT | 30 | Small parts | Mechanical | ['MW'] | KABE | 0 | Material
CA05976-0508 | 10603499448 | CA05976-0508 | CA05976-0508 | CA05976-0508 | TX1330M6 CPU HEATSINK | 30 | Cooling | Heatsink | ['MW' 'FIT' 'WST'] | KABE | 0 | Material
CA05976-0509 | 10603499409 | CA05976-0509 | CA05976-0509 | CA05976-0509 | 1ST HDD BP/ODD PWR CABLE | 30 | Cable | Cable | ['FIT' 'MW' 'WST'] | KABE | 0 | Material
CA05976-0510 | 10603499447 | CA05976-0510 | CA05976-0510 | CA05976-0510 | SAS3 MINISAS HD TO SLIMLINE CABLE (200MM) | 30 | Cable | Cable | ['FIT' 'MW' 'WST'] | KABE | 0 | Material
CA05976-0511 | 10603499411 | CA05976-0511 | CA05976-0511 | CA05976-0511 | PDB PWR CABLE | 30 | Cable | Cable | ['FIT' 'MW' 'WST'] | KABE | 0 | Material
CA05976-0512 | 10603499420 | CA05976-0512 | CA05976-0512 | CA05976-0512 | 2ND/3RD HDD BP PWR CABLE | 30 | Cable | Cable | ['FIT' 'MW' 'WST'] | KABE | 0 | Material
CA05976-0513 | 10603560697 | CA05976-0513 | CA05976-0513 | CA05976-0513 | HDD BP1 PWR/ GPU PWR CABLE (PCIE 16-PIN) | 30 | Cable | Cable | ['FIT' 'MW' 'WST'] | KABE | 0 | Material
CA05976-0514 | 10603499446 | CA05976-0514 | CA05976-0514 | CA05976-0514 | RAID CARD TO EXPANDER SLIMLINE SAS4 CABLE (240MM) | 30 | Cable | Cable | ['FIT' 'WST' 'MW'] | KABE | 0 | Material
CA05976-0515 | 10603500140 | CA05976-0515 |  | CA05976-0515 | EXPANDER SIGNAL CABLE FOR 2.5" BP3 (370MM/390MM) | 30 | Cable | Cable | ['FIT' 'WST' 'MW'] | KABE | 0 | Material
CA05976-0516 | 10603499445 | CA05976-0516 | CA05976-0516 | CA05976-0516 | EXPANDER SIGNAL CABLE FOR HDD BP1/HDD BP2 (220MM) | 30 | Cable | Cable | ['FIT' 'MW' 'WST'] | KABE | 0 | Material
CA05976-0517 | 10603499444 | CA05976-0517 |  | CA05976-0517 | EXPANDER SIGNAL CABLE FOR 3.5" HDD BP3 (370MM) | 30 | Cable | Cable | ['FIT' 'WST' 'MW'] | KABE | 0 | Material
CA05976-0521 | 10603499443 | CA05976-0521 | CA05976-0521 | CA05976-0521 | TX1330M6 POWER EXTENSION CABLE -6PIN | 30 | Cable | Cable | ['FIT' 'MW' 'WST'] | KABE | 0 | Material
CA05976-0523 | 10603500146 | CA05976-0523 | CA05976-0523 | CA05976-0523 | SKD TX1330M6 TOWER/STD | 30 | BB/Enclosure | SKD | ['FIT' 'MW' 'WST'] | KABE | 0 | Material
CA05976-0524 | 10603500147 | CA05976-0524 | CA05976-0524 | CA05976-0524 | SKD TX1330M6 TOWER/RDN | 30 | BB/Enclosure | SKD | ['FIT' 'MW' 'WST'] | KABE | 0 | Material
CA05976-0525 | 10603500148 | CA05976-0525 | CA05976-0525 | CA05976-0525 | SKD TX1330M6 RACK/RDN | 30 | BB/Enclosure | SKD | ['FIT' 'MW' 'WST'] | KABE | 0 | Material
CA05976-0527 | 10603500191 | CA05976-0527 | CA05976-0527 |  | ASSY TWO FAN AIR DUCT HT415A | 30 | Others | Others | ['FIT' 'MW'] | DYBG | 0 | Material
CA05976-0529 | 10603499434 | CA05976-0529 | CA05976-0529 | CA05976-0529 | TX1330 M6 TOWER SERVER FRONT COVER | 30 | Small parts | Mechanical | ['FIT' 'MW' 'WST'] | KABE | 0 | Material
CA05976-0530 | 10603499437 | CA05976-0530 | CA05976-0530 | CA05976-0530 | AIR CHANNEL (STD PSU) | 30 | Small parts | Mechanical | ['FIT' 'MW' 'WST'] | KABE | 0 | Material
CA05976-0531 | 10603499438 | CA05976-0531 | CA05976-0531 | CA05976-0531 | AIR CHANNEL (RED PSU) | 30 | Small parts | Mechanical | ['FIT' 'MW' 'WST'] | KABE | 0 | Material
CA05976-0535 | 10603500190 | CA05976-0535 | CA05976-0535 |  | ASSY FB FRAME CONVERTER KIT RACK HT415 | 30 | Others | Others | ['FIT' 'MW'] | DYBG | 0 | Material
CA05976-0537 | 10603499450 | CA05976-0537 | CA05976-0537 | CA05976-0537 | TX1330 M6 RACK BEZEL MODEL LABEL | 30 | Small parts | Label | ['MW' 'FIT' 'WST'] | KABE | 0 | Material
CA05976-0538 | 10603499418 | CA05976-0538 |  | CA05976-0538 | PDB SIGNAL CABLE | 30 | Cable | Cable | ['FIT' 'WST' 'MW'] | KABE | 0 | Material
CA05976-0600 | 10603485644 | CA05976-0600 | CA05976-0600 | CA05976-0600 | SKD RX1330M6 4X3.5 SAS/SATA | 30 | BB/Enclosure | SKD | ['FIT' 'MW' 'WST'] | KABE | 0 | Material
CA05976-0601 | 10603485645 | CA05976-0601 | CA05976-0601 | CA05976-0601 | SKD RX1330M6 4X2.5 SAS/SATA | 30 | BB/Enclosure | SKD | ['FIT' 'MW' 'WST'] | KABE | 0 | Material
CA05976-0602 | 10603485651 | CA05976-0602 | CA05976-0602 |  | SKD RX1330M6 10X2.5 SAS/SATA | 30 | BB/Enclosure | SKD | ['FIT' 'MW'] | KABE | 0 | Material
CA05976-0604 | 10603560730 | CA05976-0604 | CA05976-0604 | CA05976-0604 | RX1330M6_MB TO PDB CABLE | 30 | Cable | Cable | ['FIT' 'MW' 'WST'] | KABE | 0 | Material
CA05976-0609 | 10603501818 | CA05976-0609 | CA05976-0609 | CA05976-0609 | RX1330M6 CPU_FANSINK PERFORMANCE FOR 95W | 30 | Cooling | Heatsink | ['MW' 'FIT' 'WST'] | KABE | 0 | Material
CA05976-0610 | 10603501819 | CA05976-0610 | CA05976-0610 | CA05976-0610 | RX1330M6 CPU_FANSINK STANDARD FOR 80W | 30 | Cooling | Heatsink | ['MW' 'FIT' 'WST'] | KABE | 0 | Material
CA05976-0611 | 10603485637 | CA05976-0611 | CA05976-0611 | CA05976-0611 | RX1330M6 MB | 30 | Small parts | Systemboard | ['FIT' 'MW' 'WST'] | KABE | 0 | Material
CA05976-0612 | 10603485638 | CA05976-0612 |  | CA05976-0612 | RX1330M6 4X 3.5 SAS/SATA_SAS4 | 30 | Others | Others | ['FIT' 'MW' 'WST'] | KABE | 0 | Material
CA05976-0613 | 10603485639 | CA05976-0613 |  | CA05976-0613 | RX1330M6 4X 2.5 SAS/SATA_SAS4 | 30 | Others | Others | ['FIT' 'MW' 'WST'] | KABE | 0 | Material
CA05976-0614 | 10603501906 | CA05976-0614 |  | CA05976-0614 | RX1330M6 4_2.5 SAS/SATA_L SHAPE-SAS4 | 30 | Others | Others | ['FIT' 'MW' 'WST'] | KABE | 0 | Material
CA05976-0616 | 10603485640 | CA05976-0616 |  | CA05976-0616 | RX1330M6 10X 2.5 SAS/SATA_SAS4 | 30 | Others | Others | ['FIT' 'MW' 'WST'] | KABE | 0 | Material
CA05976-0617 | 10603501822 | CA05976-0617 |  | CA05976-0617 | RX1330M6 PDB BOARD | 30 | Others | Others | ['FIT' 'MW' 'WST'] | KABE | 0 | Material
CA05976-0618 | 10603485652 | CA05976-0618 |  | CA05976-0618 | RX1330M6 SAS4 EXPANDER CARD | 30 | Others | Others | ['FIT' 'WST' 'MW'] | KABE | 0 | Material
CA05976-0619 | 10603485641 | CA05976-0619 |  | CA05976-0619 | RX1330M6 PCIE GEN5 RISER CARDX8 | 30 | Others | Others | ['FIT' 'MW' 'WST'] | KABE | 0 | Material
CA05976-0620 | 10603485642 | CA05976-0620 |  | CA05976-0620 | RX1330M6 PCIE GEN4 RISER CARDX4 | 30 | Others | Others | ['FIT' 'MW' 'WST'] | KABE | 0 | Material
CA05976-0621 | 10603500461 | CA05976-0621 | CA05976-0621 | CA05976-0621 | COP MODULE -STD CLIP_BOARD+ ME | 30 | Others | Others | ['FIT' 'MW' 'WST'] | KABE | 0 | Material
CA05976-0625 | 10603499400 | CA05976-0625 |  | CA05976-0625 | MB TO FRONT USB TYPE-C | 30 | Cable | Cable | ['MW' 'FIT' 'WST'] | KABE | 0 | Material
CA05976-0626 | 10603501897 | CA05976-0626 | CA05976-0626 | CA05976-0626 | PDB TO FRONT BP_BP PWR_10X 2.5" | 30 | Cable | Cable | ['FIT' 'MW' 'WST'] | KABE | 0 | Material
CA05976-0633 | 10603501884 | CA05976-0633 | CA05976-0633 | CA05976-0633 | MB PCH TO 2.5 HDD BP, 1 TO 1, 380MM | 30 | Cable | Cable | ['MW' 'FIT' 'WST'] | KABE | 0 | Material
CA05976-0635 | 10603501885 | CA05976-0635 | CA05976-0635 | CA05976-0635 | RAID CARD TO 2.5 HDD BP/LOBP, 2 TO 2, 360MM/510MM | 30 | Cable | Cable | ['FIT' 'MW' 'WST'] | KABE | 0 | Material
CA05976-0638 | 10603501899 | CA05976-0638 |  | CA05976-0638 | RAID CARD TO EXP BOARD, 400MM | 30 | Cable | Cable | ['MW' 'FIT' 'WST'] | KABE | 0 | Material
CA05976-0640 | 10603500718 | CA05976-0640 |  | CA05976-0640 | MB PCH TO 3.5 HDD BP, 1 TO 2, 300MM/510MM | 30 | Cable | Cable | ['MW' 'FIT' 'WST'] | KABE | 0 | Material
CA05976-0642 | 10603500717 | CA05976-0642 |  | CA05976-0642 | RAID CARD TO 3.5 HDD BP, 1 TO 2, 270MM/480MM | 30 | Cable | Cable | ['FIT' 'MW' 'WST'] | KABE | 0 | Material
CA05976-0655 | 10603501904 | CA05976-0655 | CA05976-0655 | CA05976-0655 | RX1330M6 NAMING LABEL | 30 | Small parts | Label | ['WST' 'MW' 'FIT'] | KABE | 0 | Material
CA05976-0700 | 10603501842 | CA05976-0700 | CA05976-0700 | CA05976-0700 | SKD RX1330M6S 4X.2.5 SAS/SATA | 30 | BB/Enclosure | SKD | ['FIT' 'MW' 'WST'] | KABE | 0 | Material
CA05976-0701 | 10603560731 | CA05976-0701 | CA05976-0701 | CA05976-0701 | RX1330M6S_MB TO PDB CABLE | 30 | Cable | Cable | ['FIT' 'MW' 'WST'] | KABE | 0 | Material
CA05976-0702 | 10603501895 | CA05976-0702 |  | CA05976-0702 | RX1330M6S PDB BOARD | 30 | Others | Others | ['FIT' 'MW' 'WST'] | KABE | 0 | Material
CA05976-0703 | 10603500459 | CA05976-0703 |  | CA05976-0703 | COP MODULE (SHORT) CLIP_BOARD+ ME PART | 30 | Others | Others | ['FIT' 'MW' 'WST'] | KABE | 0 | Material
CA05976-0704 | 10603560732 | CA05976-0704 |  | CA05976-0704 | MB TO FRONT 1X USB3.2 GEN2X2 TYPE-C | 30 | Cable | Cable | ['FIT' 'MW' 'WST'] | KABE | 0 | Material
CA05976-0706 | 10603501839 | CA05976-0706 |  | CA05976-0706 | MB PCH TO 2.5 HDD BP, 1 TO 1, 660MM | 30 | Cable | Cable | ['MW' 'FIT' 'WST'] | KABE | 0 | Material
CA05976-0708 | 10603501840 | CA05976-0708 |  | CA05976-0708 | SAS4 SIGNAL CABLE FOR SLIMSAS RAID CARD TO 2.5 HDD | 30 | Cable | Cable | ['FIT' 'MW' 'WST'] | KABE | 0 | Material
CA05976-0714 | 10603560727 | CA05976-0714 | CA05976-0714 | CA05976-0714 | RX1330M6S_FAN MODULE 4028_D | 30 | Cooling | FAN | ['FIT' 'MW' 'WST'] | KABE | 0 | Material
CA06472-7072 |  |  |  |  | ACï½µï½»ï½´ï½¶ï¾…ï½¸ï¾ž2 |  | Small parts | Small parts | ['FIT'] |  | 0 | Material
CA06472-7260 |  |  |  |  | ï¾„ï¾˜ï¾‚ï½¹ï½¶ï¾…ï½¸ï¾ž |  | Small parts | Small parts | ['FIT'] |  | 0 | Material
CA06472-7261 |  |  |  |  | ï½³ï½´ï½¶ï¾Šï¾ž- |  | Small parts | Small parts | ['FIT'] |  | 0 | Material
CA06472-7262 |  |  |  |  | ï½²ï¾€ |  | Small parts | Small parts | ['FIT'] |  | 0 | Material
CA06581-0492 |  |  |  |  | EOL/X70073-R6 |  | Small parts | Small parts | ['FIT'] |  | 0 | Material
CA06581-0529 |  |  |  |  | EOL/X6559-R6 |  | Small parts | Small parts | ['FIT'] |  | 0 | Material
CA06581-0660 |  |  |  |  | EOL/X426A-R6 |  | Small parts | Small parts | ['FIT'] |  | 0 | Material
CA06581-3714 |  |  |  |  | EOL/X1960-R6 |  | Small parts | Small parts | ['FIT'] |  | 0 | Material
CA06581-5841 |  |  |  |  | SW-BASE-SAS-01-P |  | Small parts | NR parts | ['FIT'] |  | 0 | Material
CA06581-5845 |  |  |  |  | SW-PREMIUM-NLSAS-01-P |  | Small parts | NR parts | ['FIT'] |  | 0 | Material
CA06581-5846 |  |  |  |  | SW-PREMIUM-SAS-01-P |  | Small parts | NR parts | ['FIT'] |  | 0 | Material
CA06581-5857 |  |  |  |  | SW-PREMIUM-SAS-01-QS |  | Small parts | NR parts | ['FIT'] |  | 0 | Material
CA06581-6625 |  |  |  |  | X66020A-R6 |  | Small parts | NR parts | ['FIT'] |  | 0 | Material
CA06581-6628 |  |  |  |  | X66030A |  | Small parts | NR parts | ['FIT'] |  | 0 | Material
CA06581-6630 |  |  |  |  | X66032A |  | Small parts | NR parts | ['FIT'] |  | 0 | Material
CA06581-6632 |  |  |  |  | X66034A |  | Small parts | NR parts | ['FIT'] |  | 0 | Material
CA06581-6731 |  |  |  |  | EOL/X317A |  | Small parts | Small parts | ['FIT'] |  | 0 | Material
CA06581-6740 |  |  |  |  | X380A |  | BB/Enclosure | NR parts | ['FIT'] |  | 0 | Material
CA06581-6758 |  |  |  |  | EOL/X341A-R6 |  | Small parts | HDD | ['FIT'] |  | 0 | Material
CA06581-6760 |  |  |  |  | X343A-R6 |  | BB/Enclosure | NR parts | ['FIT'] |  | 0 | Material
CA06581-6763 |  |  |  |  | X371A |  | BB/Enclosure | NetApp | ['FIT'] |  | 0 | Material
CA06581-7018 |  |  |  |  | EOL/X446B-R6 |  | Small parts | SSD | ['FIT'] |  | 0 | Material
CA06581-7038 |  |  |  |  | X5720B |  | Small parts | Small parts | ['FIT'] |  | 0 | Material
CA06581-7137 |  |  |  |  | X6596-R6 |  | Small parts | NetApp | ['FIT'] |  | 0 | Material
CA06581-7144 |  |  |  |  | EOL/X3401A-R6 |  | Small parts | Small parts | ['FIT'] |  | 0 | Material
CA06581-7146 |  |  |  |  | EOL/X3221A-R6 |  | Small parts | Small parts | ['FIT'] |  | 0 | Material
CA06581-7147 |  |  |  |  | EOL/X3220A-R6 |  | Small parts | Small parts | ['FIT'] |  | 0 | Material
CA06581-7155 |  |  |  |  | X5721A |  | Small parts | Small parts | ['FIT'] |  | 0 | Material
CA06581-7327 |  |  |  |  | EOL/X376A |  | BB/Enclosure | NR parts | ['FIT'] |  | 0 | Material
CA06581-7346 |  |  |  |  | EOL/X339A |  | Small parts | HDD | ['FIT'] |  | 0 | Material
CA07053-8900 |  |  |  |  | ETERNUSï¾Žï½¼ï¾–ï½³ï½¼ï¾– |  | Small parts | Manual | ['FIT'] |  | 0 | Material
CA07145-B003 |  |  |  |  | EOL_BASE UNIT |  | BB/Enclosure | BB/Enclosure | ['FIT'] |  | 0 | Material
CA07145-C003 |  |  |  |  | EOL_BASE UNIT |  | BB/Enclosure | BB/Enclosure | ['FIT'] |  | 0 | Material
CA07195-C530 |  |  |  |  | EOL/STM651/G3-HH-DRV-MDL |  | Small parts | Small parts | ['FIT'] |  | 0 | Material
CA07198-D066 |  |  |  |  | SFP Module(1) |  | Small parts | SFP Module | ['FIT'] |  | 0 | Material
CA07198-D543 |  |  |  |  | IA-EOL |  | Small parts | Cable | ['FIT'] |  | 0 | Material
CA07217-B011 |  |  |  |  | BASE UNIT(6G) |  | BB/Enclosure | BB/Enclosure | ['FIT'] |  | 0 | Material
CA07217-C861 |  |  |  |  | EXP UNIT(3G) |  | Small parts | Small parts | ['FIT'] |  | 0 | Material
CA07217-C871 |  |  |  |  | EOL/EXP UNIT(3G) |  | Small parts | Small parts | ['FIT'] |  | 0 | Material
CA07217-C872 |  |  |  |  | EXP UNIT(6G) |  | BB/Enclosure | BB/Enclosure | ['FIT'] |  | 0 | Material
CA07323-K001 |  |  |  |  | FAN CAGE SPONGE |  | Small parts | Heatsink | ['FIT'] |  | 0 | Material
CA07336-B112 |  |  |  |  | BASE UNIT(35DE) |  | BB/Enclosure | BB/Enclosure | ['FIT'] |  | 0 | Material
CA07336-C004 |  |  |  |  | NOR1 CA SAS6G |  | CA | CA | ['FIT'] |  | 0 | Material
CA07336-C005 |  |  |  |  | AC_ISCSI10G |  | Small parts | Small parts | ['FIT'] |  | 0 | Material
CA07336-C006 |  |  |  |  | NOR1 CA FCOE |  | CA | CA | ['FIT'] |  | 0 | Material
CA07336-C009 |  |  |  |  | EOL/ISCSI 1G |  | Small parts | Small parts | ['FIT'] |  | 0 | Material
CA07336-C011 | 10602774318 | CA07336-C011 | CA07336-C011 | CA07336-C011 | DX ENTRY CA ISCSI 2PORT 10G VLAN | 50 | CA | CA | ['FIT' 'MW' 'WST'] | KABE | 0 | Material
CA07336-C012 | 10602774319 | CA07336-C012 |  | CA07336-C012 | DX ENTRY CA ISCSI 2PORT 1G VLAN | 50 | CA | CA | ['WST'] | KABE | 0 | Material
CA07336-D162 |  |  |  |  | PANEL UNIT(35DE) |  | Small parts | Small parts | ['FIT'] |  | 0 | Material
CA07339-K997 | 10602803136 | CA07339-K997 | CA07339-K997 | CA07339-K997 | SSD MOUNTING SCREW F6-SSA3-05121 | 50 | Small parts | Mechanical | ['MW' 'WST'] | KABE | 0 | Material
CA07350-6010 |  |  |  |  | PCUï¾šï½°ï¾™ |  | Small parts | Small parts | ['FIT'] |  | 0 | Material
CA07554-K945 |  |  |  |  | MINI SAS-HD2.5m |  | Small parts | Cable | ['FIT'] |  | 0 | Material
CA07554-K946 |  |  |  |  | MINI SAS-HD3.5m |  | Small parts | Cable | ['FIT'] |  | 0 | Material
CA07554-K948 |  |  |  |  | HDD CARRIER KIT |  | Small parts | Small parts | ['FIT'] |  | 0 | Material
CA07554-K949 |  |  |  |  | HDD DUMMY KIT |  | Small parts | Small parts | ['FIT'] |  | 0 | Material
CA07662-B202 | 10602774331 | CA07662-B202 |  | CA07662-B202 | DX ENTRY CE ENCLOSURE 2.5 | 50 | BB/Enclosure | Enclosure | ['FIT' 'MW' 'WST'] | KABE | 0 | Material
CA07662-B203 | 10603357314 | CA07662-B203 | CA07662-B203 | CA07662-B203 | ETERNUS DX100/200 S3 CE ENCLOSURE 2,5" | 50 | BB/Enclosure | Enclosure | ['FIT' 'MW' 'WST'] | KABE | 0 | Material
CA07662-B302 | 10602774332 | CA07662-B302 |  | CA07662-B302 | ETERNUS DX100/200 S3 CE ENCLOSURE 3,5" | 50 | BB/Enclosure | Enclosure | ['FIT' 'WST'] | KABE | 0 | Material
CA07662-B303 | 10603357315 | CA07662-B303 | CA07662-B303 | CA07662-B303 | DX ENTRY CE ENCLOSURE 3,5" W PT-PSU | 50 | BB/Enclosure | Enclosure | ['FIT' 'MW' 'WST'] | KABE | 0 | Material
CA07662-C001 | 10602774237 | CA07662-C001 |  | CA07662-C001 | DX100/200 S3 CA NIC-4P-1G | 50 | IO card | LAN Controller Card | ['FIT' 'WST'] | KABE | 0 | Material
CA07662-C002 | 10602774238 | CA07662-C002 |  | CA07662-C002 | DX100/200 S3 CA NIC-2P-10G WO SFP | 50 | IO card | LAN Controller Card | ['FIT' 'WST' 'MW'] | KABE | 0 | Material
CA07662-C002/FTS |  |  |  |  | DX100/200 S3 CA NIC-2P-10G WO SFP |  | CA | CA | ['FIT'] |  | 0 | Material
CA07662-C005 | 10602774320 | CA07662-C005 | CA07662-C005 | CA07662-C005 | DX ENTRY CA SAS12G 2PORT | 50 | CA | CA | ['FIT' 'MW' 'WST'] | KABE | 0 | Material
CA07662-C008 | 10602774325 | CA07662-C008 | CA07662-C008 | CA07662-C008 | DX ENTRY CA FC-2P-16G WO/SFP | 50 | IO card | Fiber Channel Controller | ['FIT' 'MW' 'WST'] | KABE | 0 | Material
CA07662-C009 |  |  |  |  | FC CA-2P-32G |  | IO card | Fiber Channel Controller | ['FIT'] |  | 0 | Material
CA07662-C017 | 10602825796 | CA07662-C017 | CA07662-C017 | CA07662-C017 | DX ENTRY CA ISCSI 2P 10G BASE-T | 50 | CA | CA | ['FIT' 'MW' 'WST'] | KABE | 0 | Material
CA07662-C202 |  |  |  |  | 25CE_BB |  | BB/Enclosure | BB/Enclosure | ['FIT'] |  | 0 | Material
CA07662-C302 |  |  |  |  | 35CE_BB |  | BB/Enclosure | BB/Enclosure | ['FIT'] |  | 0 | Material
CA07662-C420 | 10602774328 | CA07662-C420 |  | CA07662-C420 | DX DISK DONGLE CARD 2.5 | 50 | Others | Others | ['MW' 'WST'] | KABE | 0 | Material
CA07662-C509 | 10602774326 | CA07662-C509 | CA07662-C509 | CA07662-C509 | DX ENTRY CA FC CA-2P-32G W/SFP+ | 50 | IO card | Fiber Channel Controller | ['MW' 'WST'] | KABE | 0 | Material
CA07662-C702 |  |  |  |  | SCU6 UNIT |  | BB/Enclosure | BB/Enclosure | ['FIT'] |  | 0 | Material
CA07662-D202 |  |  |  |  | 25CE_BB SP |  | Others | Others | ['FIT'] |  | 0 | Material
CA07662-D302 |  |  |  |  | 35CE_BB SP |  | Others | Others | ['FIT'] |  | 0 | Material
CA07662-D501 |  |  |  |  | PANEL UNIT |  | Others | Others | ['FIT'] |  | 0 | Material
CA07797-C102 |  |  |  |  | CM UNIT SAS6G |  | BB/Enclosure | BB/Enclosure | ['FIT'] |  | 0 | Material
CA07797-C104 |  |  |  |  | CM UNIT IS10G |  | BB/Enclosure | BB/Enclosure | ['FIT'] |  | 0 | Material
CA07797-D101 |  |  |  |  | CM UNIT IS1G(WKK) |  | BB/Enclosure | BB/Enclosure | ['FIT'] |  | 0 | Material
CA07797-D102 |  |  |  |  | CM UNIT SAS6G(WKK) |  | BB/Enclosure | BB/Enclosure | ['FIT'] |  | 0 | Material
CA07797-D111 |  |  |  |  | TUe IS1G CM |  | Others | Others | ['FIT'] |  | 0 | Material
CA07797-D112 |  |  |  |  | TUe SAS CM |  | BB/Enclosure | BB/Enclosure | ['FIT'] |  | 0 | Material
CA07797-D116 |  |  |  |  | CM UNIT SAS12G |  | BB/Enclosure | BB/Enclosure | ['FIT'] |  | 0 | Material
CA07797-D124 |  |  |  |  | TUE-ISCSI10G CM |  | 0 | 0 | ['FIT'] |  | 0 | Material
CA07814-0010 |  |  |  |  | ï¾—ï¾ï¾žï¾™ï¾Œï¾Ÿï¾šï½°ï¾„ |  | Small parts | Label | ['FIT'] |  | 0 | Material
CA07814-G020 |  |  |  |  | ï¾—ï½¯ï½¸ï½¶ï¾…ï½¸ï¾žASSY |  | Small parts | Small parts | ['FIT'] |  | 0 | Material
CA07819-5017 |  |  |  |  | ï½¶ï¾…ï½¸ï¾ž2 |  | Small parts | Small parts | ['FIT'] |  | 0 | Material
CA07819-5018 |  |  |  |  | ï½¶ï¾Šï¾žï½° |  | Small parts | Small parts | ['FIT'] |  | 0 | Material
CA07819-G080 |  |  |  |  | ï½¼ï½­ï½³ï¾€ï¾ï¾ƒï½²ï½ºï½³ |  | Small parts | Small parts | ['FIT'] |  | 0 | Material
CA07819-G500 |  |  |  |  | AC-BOX SUBASY |  | Small parts | Small parts | ['FIT'] |  | 0 | Material
CA07819-L011 |  |  |  |  | EOL/ï½¹ï½°ï¾Œï¾žï¾™ï¾˜ï½½ï¾„ CA |  | Small parts | Cable | ['FIT'] |  | 0 | Material
CA07819-L050 |  |  |  |  | EOL/ï½¹ï½°ï¾Œï¾žï¾™ï¾˜ï½½ï¾„ |  | Small parts | Cable | ['FIT'] |  | 0 | Material
CA07819-L051 |  |  |  |  | EOL/ï½¹ï½°ï¾Œï¾žï¾™ï¾˜ï½½ï¾„ |  | Small parts | Cable | ['FIT'] |  | 0 | Material
CA08026-0513 |  |  |  |  | QSFPP-4X10GE-LR |  | Software | others | ['FIT'] |  | 0 | Material
CA08026-E443 |  |  |  |  | IA-SERVER NVIDIA |  | IO card | IO card | ['FIT'] |  | 0 | Material
CA08026-E444 |  |  |  |  | TESLA V100 SXM2 |  | Others | Others | ['FIT'] |  | 0 | Material
CA08184-7501 | 10603319434 | CA08184-7501 |  | CA08184-7501 | TAG 2000-SATA-5.4 | 50 | Small parts | Label | ['WST'] | KABE | 0 | Material
CA08226-E074 |  |  |  |  | DX S3/S4 HD DRIVE 3.5" 4TB 7.2K |  |  |  | ['WST'] |  | 3 | SOI/L-part
CA08226-E075 | 2012851730 |  |  | CA08226-E075 | DX S3/S4 HD DRIVE 3.5" 6TB 7.2K |  |  |  | ['WST'] |  | 3 | SOI/L-part
CA08226-E076 | 2012851732 |  |  | CA08226-E076 | DX S3/S4 HD DRIVE 3.5" 8TB 7.2K |  |  |  | ['WST'] |  | 3 | SOI/L-part
CA08226-E268 |  |  |  |  | DX S3/S4 HD DRIVE 3.5" 12TB 7. 2K AF |  |  |  | ['WST'] |  | 3 | SOI/L-part
CA08226-E300 |  |  |  |  | DX HD DRIVE SAS 3.5" 16TB 7.2K |  |  |  | ['WST'] |  | 3 | SOI/L-part
CA08226-E311 |  |  |  |  | DX HD DRIVE 3.5" 18TB 7.2K |  |  |  | ['WST'] |  | 3 | SOI/L-part
CA08226-E488 | 2012851746 |  |  | CA08226-E488 | DX S4 HD-DE HD DRIVE 12TB 7.2K AF |  |  |  | ['WST'] |  | 3 | SOI/L-part
CA08226-E536 | 2012851743 |  |  | CA08226-E536 | DX S3/S4 HDDE HD DRIVE 8TB 7.2K |  |  |  | ['WST'] |  | 3 | SOI/L-part
CA08226-E591 |  |  |  |  | DX HD-DE HD DRIVE 18TB 7.2K AF |  |  |  | ['WST'] |  | 3 | SOI/L-part
CA08226-E725 | 10602880641 | CA08226-E725 |  | CA08226-E725 | DX SSD SAS 2.5" 1.92TB 12G | 50 |  |  | ['WST'] | KABE | 3 | SOI/L-part | Ersatzteil | KABE
CA08226-E726 |  |  |  |  | DX SSD SAS 2.5" 3.84TB 12G |  |  |  | ['WST'] |  | 3 | SOI/L-part
CA08226-E727 |  |  |  |  | DX SSD SAS 2.5" 7.68TB 12G |  |  |  | ['WST'] |  | 3 | SOI/L-part
CA08226-E728 |  |  |  |  | DX SSD SAS 2.5" 15.36TB 12G |  |  |  | ['WST'] |  | 3 | SOI/L-part
CA08226-E734 |  |  |  |  | DX SSD SAS 2.5" 960GB 12G |  |  |  | ['WST'] |  | 3 | SOI/L-part
CA08226-E975 |  |  |  |  | DX S3/S4 HD DRIVE 2.5" 600GB 10K |  |  |  | ['WST'] |  | 3 | SOI/L-part
CA08226-E979 | 2012851715 |  |  | CA08226-E979 | DX S3/S4 HD DRIVE 2.5" 2.4TB 10K |  |  |  | ['WST'] |  | 3 | SOI/L-part
CA08261-E020 |  |  |  |  | DX NLSAS HD DRIVE 3.5" 16TB 7.2K |  |  |  | ['WST'] |  | 3 | SOI/L-part
CA08261-E027 |  |  |  |  | DX NLSAS HD DRIVE 3.5" 10TB 7.2K |  |  |  | ['WST'] |  | 3 | SOI/L-part
CA08261-E029 |  |  |  |  | DX NLSAS HD DRIVE 3.5" 14TB 7.2K |  |  |  | ['WST'] |  | 3 | SOI/L-part
CA08261-E615 |  |  |  |  | DX/AF FIPS SSD SAS 2.5" 1.92TB 12G |  |  |  | ['WST'] |  | 3 | SOI/L-part
CA08261-E617 |  |  |  |  | DX/AF FIPS SSD SAS 2.5" 7.68TB 12G |  |  |  | ['WST'] |  | 3 | SOI/L-part
CA08264-A081 |  |  |  |  | ANALOG KVM SW 8 |  | Small parts | Small parts | ['FIT'] |  | 0 | Material
CA08264-A161 |  |  |  |  | AnalogKVM SW16p |  | Small parts | Small parts | ['FIT'] |  | 0 | Material
CA08264-A261 |  |  |  |  | DIGITAL KVM SW |  | Small parts | Small parts | ['FIT'] |  | 0 | Material
CA08264-A501 |  |  |  |  | KVM ADAPTER CAB |  | Others | Others | ['FIT'] |  | 0 | Material
CA08264-A503 |  |  |  |  | KVM CABLE-DAISY |  | Others | Others | ['FIT'] |  | 0 | Material
CA08585-C135 | 10602667624 | CA08585-C135 | CA08585-C135 | CA08585-C135 | DX200 S5 CM W/BUD,BBU, WO/DIMM | 50 | IO card | RAID Controller Card | ['MW' 'WST'] | KABE | 0 | Material
CA08585-C145 | 10602667626 | CA08585-C145 |  | CA08585-C145 | DX100 S5/DX200 S5 CM W/BUD,BBU, WO/DIMM | 50 | IO card | RAID Controller Card | ['WST'] | KABE | 0 | Material
CA08585-C155 | 10602667630 | CA08585-C155 |  | CA08585-C155 | DX60 S5 CM W/BUD,DIMM,BBU | 50 | IO card | RAID Controller Card | ['MW' 'WST'] | KABE | 0 | Material
CA08585-C155/MW |  |  |  |  | DX60 S5 CM W/BUD,DIMM,BBU |  | BB/Enclosure | CM | ['FIT'] |  | 0 | Material
CA08585-C165 | 10602667627 | CA08585-C165 | CA08585-C165 | CA08585-C165 | DX100S5/DX200S5 CM FC W/BUD BBU WO/DIMM | 50 | IO card | Fiber Channel Controller | ['MW' 'WST'] | KABE | 0 | Material
CA08585-C721 | 10602670502 | CA08585-C721 | CA08585-C721 | CA08585-C721 | 16GB DIMM | 50 | DIMM | DIMM | ['MW' 'WST'] | KABE | 0 | Material
CA08585-C722 | 10602670503 | CA08585-C722 | CA08585-C722 | CA08585-C722 | 32GB DIMM | 50 | DIMM | DIMM | ['MW' 'WST'] | KABE | 0 | Material
CA08585-E981 | 10602807031 | CA08585-E981 | CA08585-E981 | CA08585-E981 | DX BACKEND CABLE MINI SAS HD 0.75M | 50 | Cable | Cable | ['MW' 'WST'] | KABE | 0 | Material
CA08585-E982 | 10602825795 | CA08585-E982 | CA08585-E982 | CA08585-E982 | DX BACKEND CABLE MINI SAS HD 1.1M | 50 | Others | Others | ['MW' 'WST'] | KABE | 0 | Material
CA08585-E983 | 10602803137 | CA08585-E983 | CA08585-E983 | CA08585-E983 | SAS CABLE 2.5M MIN | 50 | Others | Others | ['MW' 'WST'] | KABE | 0 | Material
CA08585-E984 | 10602807025 | CA08585-E984 | CA08585-E984 | CA08585-E984 | SAS CABLE 3.5M MIN | 50 | Cable | Cable | ['MW' 'WST'] | KABE | 0 | Material
CA08585-E985 | 10602807026 | CA08585-E985 |  | CA08585-E985 | SAS CABLE 6.0M MINI SAS HD-MINI SAS HD | 50 | Cable | Cable | ['MW' 'WST'] | KABE | 0 | Material
CA08585-E986 | 10602807027 | CA08585-E986 | CA08585-E986 | CA08585-E986 | SAS 12G MINI SAS HD ACTIVE OPT.CABLE 15M | 50 | Others | Others | ['MW' 'WST'] | KABE | 0 | Material
CA08585-E991 | 10602807029 | CA08585-E991 | CA08585-E991 | CA08585-E991 | DX 2.5" HDD DUMMY, 4.3 (Design) | 50 | Others | Others | ['MW' 'WST'] | KABE | 0 | Material
CA08606-C015 |  |  |  |  | FAFC4PCA |  | Others | Others | ['FIT'] |  | 0 | Material
CA08606-C125 | 10602667625 | CA08606-C125 | CA08606-C125 | CA08606-C125 | AF250 S3 CM W/BUD,BBU, WO/DIMM | 50 | IO card | RAID Controller Card | ['MW' 'WST'] | KABE | 0 | Material
CA08606-C145 | 10602925462 | CA08606-C145 | CA08606-C145 | CA08606-C145 | DX100 S5/AF150 S3 CM W/BUD,BBU, WO/DIMM | 50 | IO card | RAID Controller Card | ['MW' 'WST'] | KABE | 0 | Material
CA08606-C175 | 10602667628 | CA08606-C175 |  |  | DX60 S5 CM FC16G W/BUD,DIMM,BBU | 50 | IO card | Fiber Channel Controller | ['FIT' 'MW'] | KABE | 0 | Material
CA08606-C176 | 10602667629 | CA08606-C176 |  |  | DX60 S5 CM FC8G W/BUD,DIMM,BBU | 50 | IO card | Fiber Channel Controller | ['FIT' 'MW'] | KABE | 0 | Material
CA08606-C515 | 10602667631 | CA08606-C515 | CA08606-C515 | CA08606-C515 | FC16G CA 4PORT/W FC16G SFP | 50 | IO card | Fiber Channel Controller | ['MW' 'WST'] | KABE | 0 | Material
CA08733-0042 |  |  |  |  | FJ-SLF-2720-FUP-C1 |  | Small parts | NetApp | ['FIT'] |  | 0 | Material
CA08733-0460 |  |  |  |  | FJ-SSP-2720-FUP-C1 |  | Small parts | NetApp | ['FIT'] |  | 0 | Material
CA08733-1001 |  |  |  |  | FAS2720 2x Controller NL-SAS (4TB) X 12 w/RBOD |  | BB/Enclosure | BB/Enclosure | ['FIT'] |  | 0 | Material
CA08733-1003 |  |  |  |  | 2Ctrl,UTA2,1Chassis,2PSUNL-SAS (10TB)12 |  | BB/Enclosure | CE | ['FIT'] |  | 0 | Material
CA08733-1005 |  |  |  |  | 2Ctrl,UTA2,1Chassis,2PSU,4SSD(960G),8NLSAS(4T) |  | BB/Enclosure | BB/Enclosure | ['FIT'] |  | 0 | Material
CA08733-1011 |  |  |  |  | 2Ctrl,RJ45,1Chas,2PSU,NLSAS(4T)12 |  | BB/Enclosure | BB/Enclosure | ['FIT'] |  | 0 | Material
CA08733-1013 |  |  |  |  | FAS2720 2x Controller, RJ45, 1x Chassis, 2x PSU |  | BB/Enclosure | BB/Enclosure | ['FIT'] |  | 0 | Material
CA08733-1014 |  |  |  |  | 2Ctrl,RJ45,1Chas,2PSU,NLSAS(10T) SED12 |  | BB/Enclosure | CE | ['FIT'] |  | 0 | Material
CA08733-1021 |  |  |  |  | SFP Optical 1GB Shortwave Multimode |  | Small parts | Small parts | ['FIT'] |  | 0 | Material
CA08733-1022 |  |  |  |  | SFP Copper 1GB RJ-45 |  | Small parts | Small parts | ['FIT'] |  | 0 | Material
CA08733-1023 |  |  |  |  | XCVR,SFP+,Opt,8Gb,FC,Shortwave |  | Small parts | Small parts | ['FIT'] |  | 0 | Material
CA08733-1024 |  |  |  |  | SFP+Optical 10Gb Shortwave |  | Small parts | Small parts | ['FIT'] |  | 0 | Material
CA08733-1025 |  |  |  |  | XCVR,SFP+,Opt,16Gb,FC,Shortwave |  | Small parts | Small parts | ['FIT'] |  | 0 | Material
CA08733-1026 |  |  |  |  | XCVR,QSFP28,Opt,100Gb,Shortwave |  | Small parts | Small parts | ['FIT'] |  | 0 | Material
CA08733-1027 |  |  |  |  | FAS2750, 12x1.2TB, UTA2 |  | BB/Enclosure | BB/Enclosure | ['FIT'] |  | 0 | Material
CA08733-1028 |  |  |  |  | 2Ctrl,UTA2,1Chas,2PSU,10K SAS(1.8TB)12 |  | BB/Enclosure | BB/Enclosure | ['FIT'] |  | 0 | Material
CA08733-1034 |  |  |  |  | 2Ctrl,UTA2,1Chas,2PSU,SSD(3.8T)SEDx4+8SED10K(1.8T |  | BB/Enclosure | CE | ['FIT'] |  | 0 | Material
CA08733-1035 |  |  |  |  | 2Ctrl, RJ45,1Chassis,2PSU, 10K SAS(1.2TB) X12 |  | BB/Enclosure | BB/Enclosure | ['FIT'] |  | 0 | Material
CA08733-1036 |  |  |  |  | 2Ctrl, RJ45,1Chassis,2PSU, 10K SAS(1.8TB) X12 |  | BB/Enclosure | BB/Enclosure | ['FIT'] |  | 0 | Material
CA08733-1043 |  |  |  |  | A220 2x Controller, UTA2, 1x Chassis, 2x PSU |  | BB/Enclosure | BB/Enclosure | ['FIT'] |  | 0 | Material
CA08733-1045 |  |  |  |  | 2Ctrl,UTA2,1Chas,2PSU,SSD(3.8TB)12 |  | BB/Enclosure | BB/Enclosure | ['FIT'] |  | 0 | Material
CA08733-1047 |  |  |  |  | 2Ctrl,UTA2,1Chas,2PSU,SSD(7.6TB)12 |  | BB/Enclosure | BB/Enclosure | ['FIT'] |  | 0 | Material
CA08733-1048 |  |  |  |  | 2Ctrl,UTA2,1Chas,2PSU,SSD(15.3TB)12 |  | BB/Enclosure | CE | ['FIT'] |  | 0 | Material
CA08733-1049 |  |  |  |  | 2Ctrl,RJ45,1Chas,2PSU,SSD(960G)12 |  | BB/Enclosure | CE | ['FIT'] |  | 0 | Material
CA08733-1051 |  |  |  |  | 2Ctrl,RJ45,1Chas,2PSU,SSD(3.8TB)12 |  | BB/Enclosure | CE | ['FIT'] |  | 0 | Material
CA08733-1052 |  |  |  |  | 2Ctrl,RJ45,1Chassis,2PSU,SSD(3.8TB)SEDx12 |  | BB/Enclosure | CE | ['FIT'] |  | 0 | Material
CA08733-1055 |  |  |  |  | 2Ctrl,UTA2,1Chas,2PSU,SSD(960GB) X 8 |  | BB/Enclosure | BB/Enclosure | ['FIT'] |  | 0 | Material
CA08733-1056 |  |  |  |  | 2Ctrl,UTA2,1Chas,2PSU,SSD(960G)12 |  | BB/Enclosure | BB/Enclosure | ['FIT'] |  | 0 | Material
CA08733-1057 |  |  |  |  | 2Ctrl,UTA2,1Chas,2PSU,SSD(960GB) X 18 |  | BB/Enclosure | BB/Enclosure | ['FIT'] |  | 0 | Material
CA08733-1059 |  |  |  |  | 2U12 expansion w/ IOM |  | Small parts | Small parts | ['FIT'] |  | 0 | Material
CA08733-1060 |  |  |  |  | 2U24 expansion w/ IOM |  | Small parts | Small parts | ['FIT'] |  | 0 | Material
CA08733-1061 |  |  |  |  | NS24 expansion w/ 2x IOM |  | Small parts | Module | ['FIT'] |  | 0 | Material
CA08733-1062 |  |  |  |  | 4U60 expansion w/ 2x IOM |  | Small parts | Small parts | ['FIT'] |  | 0 | Material
CA08733-1071 |  |  |  |  | SUB ASM,CNTRL,NO MEM,10C,CLX |  | Small parts | Small parts | ['FIT'] |  | 0 | Material
CA08733-1072 |  |  |  |  | Batt,LI-ION,7.2V,2-CELL,CYL,GEN5 |  | Small parts | Small parts | ['FIT'] |  | 0 | Material
CA08733-1079 |  |  |  |  | 2P-100GBE-QSFP |  | Small parts | Small parts | ['FIT'] |  | 0 | Material
CA08733-1080 |  |  |  |  | 2P-25GBE-SFP28 |  | Small parts | Small parts | ['FIT'] |  | 0 | Material
CA08733-1081 |  |  |  |  | 4P-10GBE-SFP |  | Small parts | Module | ['FIT'] |  | 0 | Material
CA08733-1082 |  |  |  |  | 2P-10GBASE-T |  | Small parts | Small parts | ['FIT'] |  | 0 | Material
CA08733-1083 |  |  |  |  | 4P-12G-MINISAS |  | Small parts | Small parts | ['FIT'] |  | 0 | Material
CA08733-1089 |  |  |  |  | NIC 2-Pt Bare Cage 40/100GbE QSFP PCIe |  | Small parts | Small parts | ['FIT'] |  | 0 | Material
CA08733-1091 |  |  |  |  | SFP+ Optical,Broadcom 32Gb FC Longwave |  | Small parts | Small parts | ['FIT'] |  | 0 | Material
CA08733-1092 |  |  |  |  | SFP+, Optical, 10Gb Ethernet, Shortwave |  | Small parts | Small parts | ['FIT'] |  | 0 | Material
CA08733-1093 |  |  |  |  | XCVR,SFP+,Opt,16Gb,FC,Longwave,10km |  | Small parts | Small parts | ['FIT'] |  | 0 | Material
CA08733-1094 |  |  |  |  | XCVR,SFP28,Opt,25Gb,Shortwave,FEC |  | Small parts | Small parts | ['FIT'] |  | 0 | Material
CA08733-1095 |  |  |  |  | QSFP+, 40Gb Ethernet |  | Small parts | Small parts | ['FIT'] |  | 0 | Material
CA08733-1096 |  |  |  |  | XCVR,QSFP28,Opt,100Gb,CWDM4,Longwave |  | Small parts | Small parts | ['FIT'] |  | 0 | Material
CA08733-1097 |  |  |  |  | XCVR,SFP+,Opt,10GbE,Longwave,10km |  | Small parts | Small parts | ['FIT'] |  | 0 | Material
CA08733-1098 |  |  |  |  | SFP+ Optical,Broadcom 32Gb FC Shortwave |  | Small parts | Small parts | ['FIT'] |  | 0 | Material
CA08733-1099 |  |  |  |  | SFP+, Optical, 32Gb, FC, Longwave, 10km |  | Small parts | Small parts | ['FIT'] |  | 0 | Material
CA08733-1100 |  |  |  |  | Mezzanine 4-Port 25GbE |  | Small parts | Small parts | ['FIT'] |  | 0 | Material
CA08733-1101 |  |  |  |  | Mezzanine 2-Port 100GbE |  | Small parts | Small parts | ['FIT'] |  | 0 | Material
CA08733-1102 |  |  |  |  | Mezzanine 4-Port 32G FC |  | Small parts | Small parts | ['FIT'] |  | 0 | Material
CA08733-1104 |  |  |  |  | 4P-32G FC W/SFP |  | Small parts | Module | ['FIT'] |  | 0 | Material
CA08733-1123 |  |  |  |  | 2Ctrl,RJ45,1Chas,2PSU,SSD(960GB) X 8 |  | BB/Enclosure | BB/Enclosure | ['FIT'] |  | 0 | Material
CA08733-1124 |  |  |  |  | C190 2x Controller, RJ45, 1x Chassis, 2x PSU |  | BB/Enclosure | BB/Enclosure | ['FIT'] |  | 0 | Material
CA08733-1125 |  |  |  |  | 2Ctrl,RJ45,1Chas,2PSU,SSD(960GB) X 18 |  | BB/Enclosure | CE | ['FIT'] |  | 0 | Material
CA08733-1126 |  |  |  |  | 2Ctrl,RJ45,1Chas,2PSU,SSD(960GB) X 24 |  | BB/Enclosure | BB/Enclosure | ['FIT'] |  | 0 | Material
CA08733-1127 |  |  |  |  | IOM12,SAS,12G for DS212C, DS224C, DS460C |  | Small parts | Small parts | ['FIT'] |  | 0 | Material
CA08733-1130 |  |  |  |  | PSU,913W for FAS,AFF |  | Small parts | PSU | ['FIT'] |  | 0 | Material
CA08733-1146 |  |  |  |  | SUB ASSY,NVME,FLASH,1.0TB |  | Small parts | Small parts | ['FIT'] |  | 0 | Material
CA08733-1147 |  |  |  |  | BTRY,3V,COIN,LTHM,CR2032 |  | Small parts | Small parts | ['FIT'] |  | 0 | Material
CA08733-1149 |  |  |  |  | R7,ASSY,BATT,2CELL,HLDR,NV,RAZOR-S/M |  | Small parts | BBU | ['FIT'] |  | 0 | Material
CA08733-1170 |  |  |  |  | FAS2720 2x Controller, UTA2, 1x Chassis, 2x PSU |  | BB/Enclosure | BB/Enclosure | ['FIT'] |  | 0 | Material
CA08733-1180 |  |  |  |  | FAS2720 2x Controller, RJ45, 1x Chassis, 2x PSU |  | BB/Enclosure | BB/Enclosure | ['FIT'] |  | 0 | Material
CA08733-1190 |  |  |  |  | AX1200 |  | BB/Enclosure | CE | ['FIT'] |  | 0 | Material
CA08733-1191 |  |  |  |  | AX1200 |  | BB/Enclosure | BB/Enclosure | ['FIT'] |  | 0 | Material
CA08733-1194 |  |  |  |  | AX1200 |  | BB/Enclosure | CE | ['FIT'] |  | 0 | Material
CA08733-1195 |  |  |  |  | AX1200 |  | BB/Enclosure | BB/Enclosure | ['FIT'] |  | 0 | Material
CA08733-1200 |  |  |  |  | AX1200 ASA |  | BB/Enclosure | CE | ['FIT'] |  | 0 | Material
CA08733-1215 |  |  |  |  | ASA A220, 2x Controller, UTA2, 1x Chassis, 2x PSU |  | BB/Enclosure | BB/Enclosure | ['FIT'] |  | 0 | Material
CA08733-1217 |  |  |  |  | ASA A220, 2x Controller, UTA2, 1x Chassis, 2x PSU |  | BB/Enclosure | BB/Enclosure | ['FIT'] |  | 0 | Material
CA08733-1222 |  |  |  |  | SUB ASSY,CONTROLLER,NO MEM,CNA,FAS2700 ? |  | Small parts | Small parts | ['FIT'] |  | 0 | Material
CA08733-1223 |  |  |  |  | SUB ASSY,CONTROLLER,NO MEM,RJ45,FAS2700 ? |  | Small parts | Small parts | ['FIT'] |  | 0 | Material
CA08733-1230 |  |  |  |  | AX1200 |  | BB/Enclosure | CE | ['FIT'] |  | 0 | Material
CA08733-1235 |  |  |  |  | AX1200 |  | BB/Enclosure | BB/Enclosure | ['FIT'] |  | 0 | Material
CA08733-1236 |  |  |  |  | AX1200 |  | BB/Enclosure | CE | ['FIT'] |  | 0 | Material
CA08733-1244 |  |  |  |  | AX1200 |  | BB/Enclosure | CE | ['FIT'] |  | 0 | Material
CA08733-1245 |  |  |  |  | DRIVE |  | BB/Enclosure | CE | ['FIT'] |  | 0 | Material
CA08733-1250 |  |  |  |  | AX1200 |  | BB/Enclosure | CE | ['FIT'] |  | 0 | Material
CA08733-1251 |  |  |  |  | AX1200 |  | BB/Enclosure | BB/Enclosure | ['FIT'] |  | 0 | Material
CA08733-1270 |  |  |  |  | X3225A |  | BB/Enclosure | Others | ['FIT'] |  | 0 | Material
CA08733-1271 |  |  |  |  | X1166A |  | BB/Enclosure | HIC | ['FIT'] |  | 0 | Material
CA08733-1272 |  |  |  |  | X1167A |  | BB/Enclosure | HIC | ['FIT'] |  | 0 | Material
CA08733-1273 |  |  |  |  | X1168A |  | BB/Enclosure | HIC | ['FIT'] |  | 0 | Material
CA08733-1274 |  |  |  |  | X1169A |  | BB/Enclosure | HIC | ['FIT'] |  | 0 | Material
CA08733-1275 |  |  |  |  | X1170A |  | BB/Enclosure | HIC | ['FIT'] |  | 0 | Material
CA08733-1278 |  |  |  |  | X93148A |  | BB/Enclosure | BB/Enclosure | ['FIT'] |  | 0 | Material
CA08733-1279 |  |  |  |  | X3156A |  | BB/Enclosure | BBU | ['FIT'] |  | 0 | Material
CA08733-1280 |  |  |  |  | X3324A |  | BB/Enclosure | BB/Enclosure | ['FIT'] |  | 0 | Material
CA08733-1306 |  |  |  |  | FAS8300-FC, DS224Cx1, SAS1.2TBx24) |  | BB/Enclosure | BB/Enclosure | ['FIT'] |  | 0 | Material
CA08733-1308 |  |  |  |  | FAS8300-FC, DS224Cx1, SAS1.8TBx24) |  | BB/Enclosure | BB/Enclosure | ['FIT'] |  | 0 | Material
CA08733-1311 |  |  |  |  | FAS8300-FC, DS224Cx1, SSD960GBx24) |  | BB/Enclosure | BB/Enclosure | ['FIT'] |  | 0 | Material
CA08733-1317 |  |  |  |  | FAS8300-FC, DS224Cx1, SSD7.6TBx24) |  | BB/Enclosure | BB/Enclosure | ['FIT'] |  | 0 | Material
CA08733-1334 |  |  |  |  | FAS8300-ETH, DS212Cx2, NL10TBFIPSx24) |  | BB/Enclosure | BB/Enclosure | ['FIT'] |  | 0 | Material
CA08733-1335 |  |  |  |  | FAS8300-ETH, DS224Cx2, SAS1.2TBx24) |  | BB/Enclosure | BB/Enclosure | ['FIT'] |  | 0 | Material
CA08733-1361 |  |  |  |  | A400-FC, NS224x1, NVMe1.92TBx12) |  | BB/Enclosure | BB/Enclosure | ['FIT'] |  | 0 | Material
CA08733-1364 |  |  |  |  | A400-FC, NS224x1, NVMe3.8TBx12) |  | BB/Enclosure | BB/Enclosure | ['FIT'] |  | 0 | Material
CA08733-1369 |  |  |  |  | A400-FC, DS224Cx1, SSD3.8Tx12) |  | BB/Enclosure | BB/Enclosure | ['FIT'] |  | 0 | Material
CA08733-1381 |  |  |  |  | A400-FC, NS224x1, NVMe1.9TBx12) |  | BB/Enclosure | BB/Enclosure | ['FIT'] |  | 0 | Material
CA08733-1384 |  |  |  |  | A400-FC, NS224x1, NVMe3.8TBx12) |  | BB/Enclosure | BB/Enclosure | ['FIT'] |  | 0 | Material
CA08733-1389 |  |  |  |  | A400-ETH, DS224Cx1, SSD3.8TBx12) |  | BB/Enclosure | BB/Enclosure | ['FIT'] |  | 0 | Material
CA08733-1440 |  |  |  |  | 2Ctrl,No HIC,TIC incl,1CHAS,2PSU,8NVMe 1.9T N-SED |  | BB/Enclosure | BB/Enclosure | ['FIT'] |  | 0 | Material
CA08733-1441 |  |  |  |  | 2Ctrl,No HIC,TIC incl,1CHAS,2PSU,8NVMe 3.8T N-SED |  | BB/Enclosure | BB/Enclosure | ['FIT'] |  | 0 | Material
CA08733-1442 |  |  |  |  | 2Ctrl,No HIC,TIC incl,1CHAS,2PSU,8NVMe 1.9TSED |  | BB/Enclosure | BB/Enclosure | ['FIT'] |  | 0 | Material
CA08733-1443 |  |  |  |  | 2Ctrl,No HIC,TIC incl,1CHAS,2PSU,8NVMe 3.8TSED |  | BB/Enclosure | BB/Enclosure | ['FIT'] |  | 0 | Material
CA08733-1444 |  |  |  |  | 2Ctrl,No HIC,TIC incl,1CHAS,2PSU,8NVMe 7.6TSED |  | BB/Enclosure | BB/Enclosure | ['FIT'] |  | 0 | Material
CA08733-1445 |  |  |  |  | 2Ctrl,No HIC,TIC incl,1CHAS,2PSU,8NVMe 15.3TSED |  | BB/Enclosure | BB/Enclosure | ['FIT'] |  | 0 | Material
CA08733-1447 |  |  |  |  | 2Ctrl,No HIC,TIC incl,1CHAS,2PSU,8NVMe 1.9T N-SED |  | BB/Enclosure | BB/Enclosure | ['FIT'] |  | 0 | Material
CA08733-1448 |  |  |  |  | 2Ctrl,No HIC,TIC incl,1CHAS,2PSU,8NVMe 3.8T N-SED |  | BB/Enclosure | BB/Enclosure | ['FIT'] |  | 0 | Material
CA08733-1449 |  |  |  |  | 2Ctrl,No HIC,TIC incl,1CHAS,2PSU,8NVMe 1.9TSED |  | BB/Enclosure | BB/Enclosure | ['FIT'] |  | 0 | Material
CA08733-1450 |  |  |  |  | 2Ctrl,No HIC,TIC incl,1CHAS,2PSU,8NVMe 3.8TSED |  | BB/Enclosure | BB/Enclosure | ['FIT'] |  | 0 | Material
CA08733-1460 |  |  |  |  | AC2100 |  | BB/Enclosure | Others | ['FIT'] |  | 0 | Material
CA08733-1465 |  |  |  |  | AC2100 |  | BB/Enclosure | Others | ['FIT'] |  | 0 | Material
CA08733-1500 |  |  |  |  | 35DE |  | BB/Enclosure | BB/Enclosure | ['FIT'] |  | 0 | Material
CA08733-1501 |  |  |  |  | 25DE |  | BB/Enclosure | BB/Enclosure | ['FIT'] |  | 0 | Material
CA08733-1502 |  |  |  |  | 4U35DE |  | BB/Enclosure | BB/Enclosure | ['FIT'] |  | 0 | Material
CA08733-1511 |  |  |  |  | CE |  | BB/Enclosure | CE | ['FIT'] |  | 0 | Material
CA08733-1513 |  |  |  |  | CE |  | BB/Enclosure | CE | ['FIT'] |  | 0 | Material
CA08733-1527 |  |  |  |  | CE |  | BB/Enclosure | BB/Enclosure | ['FIT'] |  | 0 | Material
CA08733-1553 |  |  |  |  | CE |  | BB/Enclosure | CE | ['FIT'] |  | 0 | Material
CA08733-1559 |  |  |  |  | CE |  | BB/Enclosure | BB/Enclosure | ['FIT'] |  | 0 | Material
CA08733-1560 |  |  |  |  | CE |  | BB/Enclosure | CE | ['FIT'] |  | 0 | Material
CA08733-1569 |  |  |  |  | CE |  | BB/Enclosure |  | ['FIT'] |  | 0 | Material
CA08733-3001 |  |  |  |  | Controller, 2x Optical base ports |  | BB/Enclosure | BB/Enclosure | ['FIT'] |  | 0 | Material
CA08733-3002 |  |  |  |  | Controller, 2x RJ45 base ports |  | BB/Enclosure | CE | ['FIT'] |  | 0 | Material
CA08733-3003 |  |  |  |  | 25CE |  | BB/Enclosure | BB/Enclosure | ['FIT'] |  | 0 | Material
CA08733-3004 |  |  |  |  | Controller, 2x RJ45 base ports |  | BB/Enclosure | BB/Enclosure | ['FIT'] |  | 0 | Material
CA08733-3005 |  |  |  |  | Controller, 2x Optical base ports |  | BB/Enclosure | BB/Enclosure | ['FIT'] |  | 0 | Material
CA08733-3006 |  |  |  |  | Controller, 2x RJ45 base ports |  | BB/Enclosure | BB/Enclosure | ['FIT'] |  | 0 | Material
CA08733-3013 |  |  |  |  | Controller, 2x Optical base ports |  | BB/Enclosure | CE | ['FIT'] |  | 0 | Material
CA08733-3015 |  |  |  |  | Controller, 2x Optical base ports |  | BB/Enclosure | BB/Enclosure | ['FIT'] |  | 0 | Material
CA08733-3017 |  |  |  |  | Controller, 2x Optical base ports |  | BB/Enclosure | BB/Enclosure | ['FIT'] |  | 0 | Material
CA08733-3019 |  |  |  |  | 2U12 expansion w/ 2x IOM |  | BB/Enclosure | BB/Enclosure | ['FIT'] |  | 0 | Material
CA08733-3020 |  |  |  |  | 2U24 expansion w/ IOM |  | BB/Enclosure | BB/Enclosure | ['FIT'] |  | 0 | Material
CA08733-3021 |  |  |  |  | 4U60 expansion w/ IOM |  | BB/Enclosure | BB/Enclosure | ['FIT'] |  | 0 | Material
CA08733-3022 |  |  |  |  | 4-port 12Gb SAS3 |  | Small parts | Small parts | ['FIT'] |  | 0 | Material
CA08733-3023 |  |  |  |  | 4-port 32Gb FC optical |  | Small parts | Small parts | ['FIT'] |  | 0 | Material
CA08733-3024 |  |  |  |  | 4-port 25Gb iSCSI optical |  | Small parts | Small parts | ['FIT'] |  | 0 | Material
CA08733-3025 |  |  |  |  | 4-port 10Gb iSCSI optical/ 16Gb FC optical |  | Small parts | Small parts | ['FIT'] |  | 0 | Material
CA08733-3026 |  |  |  |  | 2-port RJ45 Base-T (for E2800 and EF280) |  | Small parts | Small parts | ['FIT'] |  | 0 | Material
CA08733-3027 |  |  |  |  | SFP,1Gb,iSCSI,E-Series |  | Small parts | Small parts | ['FIT'] |  | 0 | Material
CA08733-3028 |  |  |  |  | SFP,8Gb,FC,E-series |  | Small parts | Small parts | ['FIT'] |  | 0 | Material
CA08733-3029 |  |  |  |  | SFP, Dual Protocol (10Gb iSCSI, 16Gb FC) Optical |  | Small parts | Small parts | ['FIT'] |  | 0 | Material
CA08733-3031 |  |  |  |  | Controller, 2x Optical base ports |  | BB/Enclosure | BB/Enclosure | ['FIT'] |  | 0 | Material
CA08733-3032 |  |  |  |  | Controller, 2x Optical base ports |  | BB/Enclosure | BB/Enclosure | ['FIT'] |  | 0 | Material
CA08733-3034 |  |  |  |  | Controller, 2x Optical base ports |  | BB/Enclosure | BB/Enclosure | ['FIT'] |  | 0 | Material
CA08733-3035 |  |  |  |  | 4-port 12Gb SAS3 |  | Small parts | Small parts | ['FIT'] |  | 0 | Material
CA08733-3036 |  |  |  |  | 4-port 32Gb FC optical |  | Small parts | Small parts | ['FIT'] |  | 0 | Material
CA08733-3037 |  |  |  |  | 4-port 25Gb iSCSI optical |  | Small parts | Module | ['FIT'] |  | 0 | Material
CA08733-3038 |  |  |  |  | 2-port 100Gb InfiniBand (for E5700 and EF570) |  | Small parts | Small parts | ['FIT'] |  | 0 | Material
CA08733-3039 |  |  |  |  | EF600A, 32GB, Controller, 2x |  | BB/Enclosure | BB/Enclosure | ['FIT'] |  | 0 | Material
CA08733-3040 |  |  |  |  | EF600A, 128GB, Controller, 2x |  | BB/Enclosure | BB/Enclosure | ['FIT'] |  | 0 | Material
CA08733-3041 |  |  |  |  | HIC,EF600,NVMe-FC,32Gb,4-ports,-C |  | Small parts | Small parts | ['FIT'] |  | 0 | Material
CA08733-3042 |  |  |  |  | HIC,EF600,NVMe-IB,100Gb,2-ports,-C |  | Small parts | Small parts | ['FIT'] |  | 0 | Material
CA08733-3043 |  |  |  |  | SFP,25GbE ISCSI Shortwave SFP28 Optical,-C |  | Small parts | Small parts | ['FIT'] |  | 0 | Material
CA08733-3046 |  |  |  |  | SFP+ Optical,32Gb FC Shortwave |  | Small parts | Small parts | ['FIT'] |  | 0 | Material
CA08733-3049 |  |  |  |  | PSU,2325W for E5760, E2860, DE460C |  | Small parts | PSU | ['FIT'] |  | 0 | Material
CA08733-3052 |  |  |  |  | SHELF,EMPTY,W/O PSU,MIDPLANE II,DE224C for EF |  | Small parts | Small parts | ['FIT'] |  | 0 | Material
CA08733-3063 |  |  |  |  | Battery |  | Small parts | Small parts | ['FIT'] |  | 0 | Material
CA08733-3066 |  |  |  |  | ASSY,BATT,2CELL,BBU HLDR |  | Small parts | Small parts | ['FIT'] |  | 0 | Material
CA08733-3069 |  |  |  |  | DIMM,32G,ECC,DUAL-RANK,288P,DDR4-2666 |  | DIMM | DDR4 | ['FIT'] |  | 0 | Material
CA08733-3072 |  |  |  |  | FAN for EF600 |  | Cooling | FAN | ['FIT'] |  | 0 | Material
CA08733-3076 |  |  |  |  | E2800A,8GB Ctl,IC,No HIC,16Gb FC,No BBU |  | BB/Enclosure | CM | ['FIT'] |  | 0 | Material
CA08733-3079 |  |  |  |  | EF600, NO MEM, NO HIC, No BBU |  | Small parts | NetApp | ['FIT'] |  | 0 | Material
CA08733-3082 |  |  |  |  | EF600A,32GB Ctlr/PSU/BBU,IB HIC,-C |  | BB/Enclosure | BB/Enclosure | ['FIT'] |  | 0 | Material
CA08733-3083 |  |  |  |  | EF600A,128GB Ctlr/PSU/BBU,IB HIC,-C |  | BB/Enclosure | BB/Enclosure | ['FIT'] |  | 0 | Material
CA08733-3085 |  |  |  |  | 2 Ctrl, No HIC, 1 CHAS,2x PSU |  | BB/Enclosure | BB/Enclosure | ['FIT'] |  | 0 | Material
CA08733-3093 |  |  |  |  | 10/25GbE iSCSI,4-ports |  | Small parts | Small parts | ['FIT'] |  | 0 | Material
CA08733-3104 |  |  |  |  | Ctrl, 2x Optical base ports, 8GB, Full bundle |  | BB/Enclosure | BB/Enclosure | ['FIT'] |  | 0 | Material
CA08733-3105 |  |  |  |  | Ctrl, 2x RJ45 base ports, 8GB, Full bundle |  | BB/Enclosure | BB/Enclosure | ['FIT'] |  | 0 | Material
CA08733-3106 |  |  |  |  | Ctrl, 2x Optical base ports, 8GB, Full bundle |  | BB/Enclosure | BB/Enclosure | ['FIT'] |  | 0 | Material
CA08733-3107 |  |  |  |  | Ctrl, 2x RJ45 base ports, 8GB, Full bundle |  | BB/Enclosure | BB/Enclosure | ['FIT'] |  | 0 | Material
CA08733-3140 |  |  |  |  | EF300 SAS Drive Expansion Card,4-port |  | Small parts | Small parts | ['FIT'] |  | 0 | Material
CA08733-3141 |  |  |  |  | 2U12 DE |  | BB/Enclosure | BB/Enclosure | ['FIT'] |  | 0 | Material
CA08733-3142 |  |  |  |  | TBD |  | BB/Enclosure | BB/Enclosure | ['FIT'] |  | 0 | Material
CA08733-3143 |  |  |  |  | 4U60 DE |  | BB/Enclosure | BB/Enclosure | ['FIT'] |  | 0 | Material
CA08733-3145 |  |  |  |  | IOM |  | Small parts | Small parts | ['FIT'] |  | 0 | Material
CA08733-3146 |  |  |  |  | DRIVE DRAWER DE |  | BB/Enclosure | DE | ['FIT'] |  | 0 | Material
CA08733-3150 |  |  |  |  | HB1100 16GB |  | HDD/SSD | HDD/SSD | ['FIT'] |  | 0 | Material
CA08733-3151 |  |  |  |  | TBD |  | HDD/SSD | HDD/SSD | ['FIT'] |  | 0 | Material
CA08733-3152 |  |  |  |  | HB2100 16GB |  | HDD/SSD | HDD/SSD | ['FIT'] |  | 0 | Material
CA08733-3153 |  |  |  |  | CONTROLLER 16GB |  | BB/Enclosure | BB/Enclosure | ['FIT'] |  | 0 | Material
CA08733-3154 |  |  |  |  | HB2300 16GB |  | HDD/SSD | HDD/SSD | ['FIT'] |  | 0 | Material
CA08733-3155 |  |  |  |  | HB2100 64GB |  | HDD/SSD | HDD/SSD | ['FIT'] |  | 0 | Material
CA08733-3156 |  |  |  |  | CONTROLLER 64GB |  | BB/Enclosure | BB/Enclosure | ['FIT'] |  | 0 | Material
CA08733-3157 |  |  |  |  | HB2300 64GB |  | HDD/SSD | HDD/SSD | ['FIT'] |  | 0 | Material
CA08733-3158 |  |  |  |  | CONTROLLER 32GB |  | BB/Enclosure | BB/Enclosure | ['FIT'] |  | 0 | Material
CA08733-3160 |  |  |  |  | CONTROLLER128GB |  | BB/Enclosure | BB/Enclosure | ['FIT'] |  | 0 | Material
CA08733-3161 |  |  |  |  | CONTROLLER 128G |  | BB/Enclosure | CE | ['FIT'] |  | 0 | Material
CA08733-3162 |  |  |  |  | E2800B-8GB-IC |  | BB/Enclosure | IC | ['FIT'] |  | 0 | Material
CA08733-3166 |  |  |  |  | SHELF B |  | HDD/SSD | Small parts | ['FIT'] |  | 0 | Material
CA08733-3170 |  |  |  |  | PSU |  | PSU | PSU | ['FIT'] |  | 0 | Material
CA08733-3171 |  |  |  |  | 25CE |  | BB/Enclosure | BB/Enclosure | ['FIT'] |  | 0 | Material
CA08733-3172 |  |  |  |  | 25CE |  | BB/Enclosure | CE | ['FIT'] |  | 0 | Material
CA08733-3173 |  |  |  |  | 25CE |  | BB/Enclosure | CE | ['FIT'] |  | 0 | Material
CA08733-3174 |  |  |  |  | 25CE |  | BB/Enclosure | CE | ['FIT'] |  | 0 | Material
CA08733-3175 |  |  |  |  | 25CE |  | BB/Enclosure | CE | ['FIT'] |  | 0 | Material
CA08733-3181 |  |  |  |  | HB2300 BASE |  | BB/Enclosure | CE | ['FIT'] |  | 0 | Material
CA08733-3182 |  |  |  |  | HB2300 BASE |  | BB/Enclosure | Enclosure | ['FIT'] |  | 0 | Material
CA08733-6002 |  |  |  |  | NL-SAS (4TB) x6 |  | HDD/SSD | HDD | ['FIT'] |  | 0 | Material
CA08733-6003 |  |  |  |  | HDD-35-4T |  | HDD/SSD | HDD | ['FIT'] |  | 0 | Material
CA08733-6004 |  |  |  |  | NL-SAS (8TB) x6 |  | HDD/SSD | HDD | ['FIT'] |  | 0 | Material
CA08733-6006 |  |  |  |  | NL-SAS (10TB) x6 |  | HDD/SSD | HDD | ['FIT'] |  | 0 | Material
CA08733-6007 |  |  |  |  | HDD-35-10T |  | HDD/SSD | HDD | ['FIT'] |  | 0 | Material
CA08733-6008 |  |  |  |  | NL-SAS (10TB) SED x6 |  | HDD/SSD | HDD | ['FIT'] |  | 0 | Material
CA08733-6009 |  |  |  |  | HDD-35-10T-FIPS |  | HDD/SSD | HDD | ['FIT'] |  | 0 | Material
CA08733-6010 |  |  |  |  | SSD(960GB) |  | HDD/SSD | SSD | ['FIT'] |  | 0 | Material
CA08733-6012 |  |  |  |  | SSD(3.8TB) x6 |  | HDD/SSD | SSD | ['FIT'] |  | 0 | Material
CA08733-6018 |  |  |  |  | 10K SAS(1.2TB) x6 |  | HDD/SSD | HDD | ['FIT'] |  | 0 | Material
CA08733-6019 |  |  |  |  | HDD-25-1.2T |  | HDD/SSD | HDD | ['FIT'] |  | 0 | Material
CA08733-6020 |  |  |  |  | 10K SAS(1.8TB) x6 |  | HDD/SSD | HDD | ['FIT'] |  | 0 | Material
CA08733-6021 |  |  |  |  | HDD-25-1.8T |  | HDD/SSD | HDD | ['FIT'] |  | 0 | Material
CA08733-6022 |  |  |  |  | 10K SAS(1.8TB) SED x6 |  | HDD/SSD | HDD | ['FIT'] |  | 0 | Material
CA08733-6023 |  |  |  |  | HDD-25-1.8T-FIPS |  | HDD/SSD | HDD | ['FIT'] |  | 0 | Material
CA08733-6024 |  |  |  |  | FAS/AFF SSD(960GB) |  | HDD/SSD | SSD | ['FIT'] |  | 0 | Material
CA08733-6025 |  |  |  |  | SSD-25-960G |  | HDD/SSD | SSD | ['FIT'] |  | 0 | Material
CA08733-6028 |  |  |  |  | SSD(3.8TB) x6 |  | HDD/SSD | SSD | ['FIT'] |  | 0 | Material
CA08733-6029 |  |  |  |  | SSD-25-3.8T |  | HDD/SSD | SSD | ['FIT'] |  | 0 | Material
CA08733-6030 |  |  |  |  | SSD(3.8TB) SED x6 |  | HDD/SSD | SSD | ['FIT'] |  | 0 | Material
CA08733-6032 |  |  |  |  | SSD(7.6TB) x6 |  | HDD/SSD | SSD | ['FIT'] |  | 0 | Material
CA08733-6035 |  |  |  |  | SSD-25-15.3T |  | HDD/SSD | SSD | ['FIT'] |  | 0 | Material
CA08733-6036 |  |  |  |  | NL-SAS (4TB) x10 x6 |  | HDD/SSD | HDD | ['FIT'] |  | 0 | Material
CA08733-6037 |  |  |  |  | HDD-35-NL-4T |  | HDD/SSD | HDD | ['FIT'] |  | 0 | Material
CA08733-6049 |  |  |  |  | SSD-25-15.3T-ASA |  | HDD/SSD | SSD | ['FIT'] |  | 0 | Material
CA08733-6068 |  |  |  |  | HDD-35-16T |  | HDD/SSD | HDD | ['FIT'] |  | 0 | Material
CA08733-6073 |  |  |  |  | Drive for FAS2720, DS212C |  | HDD/SSD | HDD | ['FIT'] |  | 0 | Material
CA08733-6074 |  |  |  |  | Drive for FAS2720, DS212C |  | HDD/SSD | HDD/SSD | ['FIT'] |  | 0 | Material
CA08733-6081 |  |  |  |  | Drive for FAS2750, DS224C |  | HDD/SSD | HDD | ['FIT'] |  | 0 | Material
CA08733-6082 |  |  |  |  | Drive for FAS2750, DS224C |  | HDD/SSD | SSD | ['FIT'] |  | 0 | Material
CA08733-6089 |  |  |  |  | Drive for A220, FAS2750, DS224C |  | HDD/SSD | SSD | ['FIT'] |  | 0 | Material
CA08733-6096 |  |  |  |  | NVMe SSD(1.9TB), W/O Capa Charge |  | HDD/SSD | SSD | ['FIT'] |  | 0 | Material
CA08733-6107 |  |  |  |  | SSD(3.8TB)ASA |  | HDD/SSD | SSD | ['FIT'] |  | 0 | Material
CA08733-6112 |  |  |  |  | AFF C190 SSD(960GB) |  | HDD/SSD | SSD | ['FIT'] |  | 0 | Material
CA08733-6121 |  |  |  |  | NL-SAS (16TB) |  | HDD/SSD | HDD | ['FIT'] |  | 0 | Material
CA08733-6124 |  |  |  |  | NVMe SSD(15.3TB), wo Capacity Charge |  | HDD/SSD | SSD | ['FIT'] |  | 0 | Material
CA08733-6130 |  |  |  |  | NL-SAS (4TB) |  | HDD/SSD | HDD | ['FIT'] |  | 0 | Material
CA08733-6143 |  |  |  |  | SSD(3.8TB) |  | HDD/SSD | SSD | ['FIT'] |  | 0 | Material
CA08733-6230 |  |  |  |  | NVME 25SSD15.3T |  | HDD/SSD | SSD | ['FIT'] |  | 0 | Material
CA08733-6231 |  |  |  |  | Drive Pack 2X1.9TB,NVMe,N-SED,-C |  | HDD/SSD | SSD | ['FIT'] |  | 0 | Material
CA08733-6237 |  |  |  |  | C-15.3TB-SSDX2 |  | HDD/SSD | SSD | ['FIT'] |  | 0 | Material
CA08733-6243 |  |  |  |  | Drive Pack 2X3.8TB,NVMe,Non-SED,-C |  | HDD/SSD | SSD | ['FIT'] |  | 0 | Material
CA08733-6250 |  |  |  |  | 2XNL-SAS_4TB |  | HDD/SSD | HDD | ['FIT'] |  | 0 | Material
CA08733-6251 |  |  |  |  | 2XNL-SAS_10TB |  | HDD/SSD | HDD | ['FIT'] |  | 0 | Material
CA08733-6254 |  |  |  |  | 2XNL-SAS_10TB_S |  | HDD/SSD | HDD | ['FIT'] |  | 0 | Material
CA08733-6255 |  |  |  |  | 2XSSD_960GB |  | HDD/SSD | SSD | ['FIT'] |  | 0 | Material
CA08733-6256 |  |  |  |  | 2XSSD_3.8TB |  | HDD/SSD | SSD | ['FIT'] |  | 0 | Material
CA08733-6260 |  |  |  |  | DRIVE |  | BB/Enclosure | SSD | ['FIT'] |  | 0 | Material
CA08733-6261 |  |  |  |  | X357A-2-2P |  | BB/Enclosure | NetApp | ['FIT'] |  | 0 | Material
CA08733-6264 |  |  |  |  | SSD(960GB) |  | HDD/SSD | SSD | ['FIT'] |  | 0 | Material
CA08733-6270 |  |  |  |  | DRIVE |  | HDD/SSD | HDD/SSD | ['FIT'] |  | 0 | Material
CA08733-6271 |  |  |  |  | DRIVE |  | BB/Enclosure | HDD | ['FIT'] |  | 0 | Material
CA08733-6273 |  |  |  |  | DRIVE |  | BB/Enclosure | SSD | ['FIT'] |  | 0 | Material
CA08733-6274 |  |  |  |  | DRIVE |  | BB/Enclosure | SSD | ['FIT'] |  | 0 | Material
CA08733-6276 |  |  |  |  | DRIVE |  | BB/Enclosure | SSD | ['FIT'] |  | 0 | Material
CA08733-6501 |  |  |  |  | NL-SAS (4TB) |  | HDD/SSD | HDD | ['FIT'] |  | 0 | Material
CA08733-6502 |  |  |  |  | NL-SAS (8TB) |  | HDD/SSD | HDD | ['FIT'] |  | 0 | Material
CA08733-6503 |  |  |  |  | NL-SAS (10TB) SED, FIPS |  | HDD/SSD | HDD | ['FIT'] |  | 0 | Material
CA08733-6504 |  |  |  |  | NL-SAS (12TB) |  | HDD/SSD | HDD | ['FIT'] |  | 0 | Material
CA08733-6505 |  |  |  |  | SSD (800GB) |  | HDD/SSD | SSD | ['FIT'] |  | 0 | Material
CA08733-6507 |  |  |  |  | SAS 10k (1.2TB) |  | HDD/SSD | HDD | ['FIT'] |  | 0 | Material
CA08733-6508 |  |  |  |  | SAS 10k (1.8TB) |  | HDD/SSD | HDD | ['FIT'] |  | 0 | Material
CA08733-6509 |  |  |  |  | SAS 10k (1.8TB) SED, FIPS |  | HDD/SSD | SED | ['FIT'] |  | 0 | Material
CA08733-6510 |  |  |  |  | SSD (800GB) |  | HDD/SSD | SSD | ['FIT'] |  | 0 | Material
CA08733-6511 |  |  |  |  | SSD (1.6TB) SED, FIPS |  | HDD/SSD | SSD | ['FIT'] |  | 0 | Material
CA08733-6512 |  |  |  |  | SSD (3.8TB) |  | HDD/SSD | SSD | ['FIT'] |  | 0 | Material
CA08733-6513 |  |  |  |  | EOL/SSD (3.8TB) SED |  | HDD/SSD | SSD | ['FIT'] |  | 0 | Material
CA08733-6514 |  |  |  |  | SSD (7.6TB) |  | HDD/SSD | SSD | ['FIT'] |  | 0 | Material
CA08733-6515 |  |  |  |  | SSD (15.3TB) |  | HDD/SSD | SSD | ['FIT'] |  | 0 | Material
CA08733-6516 |  |  |  |  | NL-SAS (4TB) |  | HDD/SSD | HDD | ['FIT'] |  | 0 | Material
CA08733-6518 |  |  |  |  | NL-SAS (10TB) SED, FIPS |  | HDD/SSD | HDD | ['FIT'] |  | 0 | Material
CA08733-6519 |  |  |  |  | NL-SAS (12TB) |  | HDD/SSD | HDD | ['FIT'] |  | 0 | Material
CA08733-6521 |  |  |  |  | SSD (1.6TB) SED, FIPS |  | HDD/SSD | SSD | ['FIT'] |  | 0 | Material
CA08733-6522 |  |  |  |  | SAS 10k (1.2TB) |  | HDD/SSD | HDD/SSD | ['FIT'] |  | 0 | Material
CA08733-6523 |  |  |  |  | SAS 10k (1.8TB) |  | HDD/SSD | HDD/SSD | ['FIT'] |  | 0 | Material
CA08733-6524 |  |  |  |  | SAS 10k (1.8TB) SED, FIPS |  | HDD/SSD | HDD/SSD | ['FIT'] |  | 0 | Material
CA08733-6525 |  |  |  |  | SSD (800GB) |  | HDD/SSD | SSD | ['FIT'] |  | 0 | Material
CA08733-6527 |  |  |  |  | SSD (3.8TB) |  | HDD/SSD | SSD | ['FIT'] |  | 0 | Material
CA08733-6528 |  |  |  |  | SSD (3.8TB) SED |  | HDD/SSD | SSD | ['FIT'] |  | 0 | Material
CA08733-6529 |  |  |  |  | SSD (7.6TB) |  | HDD/SSD | SSD | ['FIT'] |  | 0 | Material
CA08733-6530 |  |  |  |  | SSD (15.3TB) |  | HDD/SSD | SSD | ['FIT'] |  | 0 | Material
CA08733-6533 |  |  |  |  | NVMe SSD (3.8TB) SED FIPS |  | HDD/SSD | SSD | ['FIT'] |  | 0 | Material
CA08733-6536 |  |  |  |  | NVMe SSD (7.6TB) SED |  | HDD/SSD | SSD | ['FIT'] |  | 0 | Material
CA08733-6537 |  |  |  |  | NVMe SSD (15.3TB) SED |  | HDD/SSD | SSD | ['FIT'] |  | 0 | Material
CA08733-6573 |  |  |  |  | NL-HDD(4TB) |  | HDD/SSD | SSD | ['FIT'] |  | 0 | Material
CA08733-6577 |  |  |  |  | SSD (800GB) |  | HDD/SSD | SSD | ['FIT'] |  | 0 | Material
CA08733-6579 |  |  |  |  | NVMe SSD (1.9TB) SED |  | HDD/SSD | SSD | ['FIT'] |  | 0 | Material
CA08733-6580 |  |  |  |  | EF600 NVMe SSD (1.9TB) |  | HDD/SSD | SSD | ['FIT'] |  | 0 | Material
CA08733-6581 |  |  |  |  | NVMe SSD (3.8TB) SED, FIPS |  | HDD/SSD | SSD | ['FIT'] |  | 0 | Material
CA08733-6582 |  |  |  |  | NVMe SSD (3.8TB) |  | HDD/SSD | HDD/SSD | ['FIT'] |  | 0 | Material
CA08733-6583 |  |  |  |  | SSD(NVMe 3.8TB) |  | HDD/SSD | SSD | ['FIT'] |  | 0 | Material
CA08733-6584 |  |  |  |  | NVMe SSD (7.6TB) SED |  | HDD/SSD | SSD | ['FIT'] |  | 0 | Material
CA08733-6585 |  |  |  |  | NVMe SSD (15.3TB) SED |  | HDD/SSD | SSD | ['FIT'] |  | 0 | Material
CA08733-6586 |  |  |  |  | Drive for E2812, DE212C |  | BB/Enclosure | BB/Enclosure | ['FIT'] |  | 0 | Material
CA08733-6587 |  |  |  |  | Drive for E2812, DE212C |  | BB/Enclosure | BB/Enclosure | ['FIT'] |  | 0 | Material
CA08733-6588 |  |  |  |  | Drive for E2812, DE212C |  | BB/Enclosure | BB/Enclosure | ['FIT'] |  | 0 | Material
CA08733-6591 |  |  |  |  | Drive for E2812, DE212C |  | BB/Enclosure | SSD | ['FIT'] |  | 0 | Material
CA08733-6592 |  |  |  |  | Drive for E5724, E2824, DE224C |  | BB/Enclosure | BB/Enclosure | ['FIT'] |  | 0 | Material
CA08733-6593 |  |  |  |  | Drive for E5724, E2824, DE224C |  | BB/Enclosure | HDD | ['FIT'] |  | 0 | Material
CA08733-6594 |  |  |  |  | Drive for E5724, E2824, DE224C |  | BB/Enclosure | BB/Enclosure | ['FIT'] |  | 0 | Material
CA08733-6596 |  |  |  |  | Drive for EF570, EF280, E5724, E2824, DE224C |  | BB/Enclosure | BB/Enclosure | ['FIT'] |  | 0 | Material
CA08733-6601 |  |  |  |  | Drive for EF570, EF280, E5724, E2824, DE224C |  | BB/Enclosure | SSD | ['FIT'] |  | 0 | Material
CA08733-6602 |  |  |  |  | Drive for E5760, E2860, DE460C |  | BB/Enclosure | BB/Enclosure | ['FIT'] |  | 0 | Material
CA08733-6603 |  |  |  |  | Drive for E5760, E2860, DE460C |  | BB/Enclosure | BB/Enclosure | ['FIT'] |  | 0 | Material
CA08733-6604 |  |  |  |  | Drive for E5760, E2860, DE460C |  | BB/Enclosure | BB/Enclosure | ['FIT'] |  | 0 | Material
CA08733-6605 |  |  |  |  | Drive for E5760, E2860, DE460C |  | BB/Enclosure | BB/Enclosure | ['FIT'] |  | 0 | Material
CA08733-6611 |  |  |  |  | SSD,1.6TB,12Gb,Non- FDE,DE224C,W/O Capa Charge |  | HDD/SSD | SSD | ['FIT'] |  | 0 | Material
CA08733-6620 |  |  |  |  | E2800 NL-SAS (16TB) |  | HDD/SSD | HDD/SSD | ['FIT'] |  | 0 | Material
CA08733-6621 |  |  |  |  | E2800 SSD (1.6TB) |  | HDD/SSD | SSD | ['FIT'] |  | 0 | Material
CA08733-6622 |  |  |  |  | SSD (15.3TB) SE |  | HDD/SSD | SSD | ['FIT'] |  | 0 | Material
CA08733-6624 |  |  |  |  | E2800 SSD (1.6TB) |  | HDD/SSD | SSD | ['FIT'] |  | 0 | Material
CA08733-6625 |  |  |  |  | E2800 2U12 NL-SAS 18TB |  | HDD/SSD | HDD/SSD | ['FIT'] |  | 0 | Material
CA08733-6626 |  |  |  |  | E2800 4U60 NL-SAS 18TB |  | HDD/SSD | HDD/SSD | ['FIT'] |  | 0 | Material
CA08733-6631 |  |  |  |  | SSD (1.6TB) |  | HDD/SSD | SSD | ['FIT'] |  | 0 | Material
CA08733-6640 |  |  |  |  | NVMe SSD (1.9T SED x1 |  | HDD/SSD | SSD | ['FIT'] |  | 0 | Material
CA08733-6641 |  |  |  |  | NVMe SSD (3.8T SED x1 |  | HDD/SSD | SSD | ['FIT'] |  | 0 | Material
CA08733-6642 |  |  |  |  | NVMe SSD (3.8T x1 |  | HDD/SSD | SSD | ['FIT'] |  | 0 | Material
CA08733-6644 |  |  |  |  | NVMe SSD (7.6T SED x1 |  | HDD/SSD | SSD | ['FIT'] |  | 0 | Material
CA08733-6645 |  |  |  |  | NVMe SSD (15.3T SED x1 |  | HDD/SSD | SSD | ['FIT'] |  | 0 | Material
CA08733-6646 |  |  |  |  | NVMe SSD (1.9T x1 |  | HDD/SSD | SSD | ['FIT'] |  | 0 | Material
CA08733-6650 |  |  |  |  | SSD (1.9TB) |  | HDD/SSD | SSD | ['FIT'] |  | 0 | Material
CA08733-6651 |  |  |  |  | SSD (1.9TB) |  | HDD/SSD | SSD | ['FIT'] |  | 0 | Material
CA08733-7001 |  |  |  |  | Ethernet Cable(CAT6,RJ45,0.5m) |  | Small parts | Cable | ['FIT'] |  | 0 | Material
CA08733-7002 |  |  |  |  | Cable,Ethernet,CAT6,RJ45,1m |  | Small parts | Cable | ['FIT'] |  | 0 | Material
CA08733-7003 |  |  |  |  | Cable,Ethernet,CAT6,RJ45,2m |  | Small parts | Cable | ['FIT'] |  | 0 | Material
CA08733-7004 |  |  |  |  | Cable,Ethernet,CAT6,RJ45,3m |  | Small parts | Cable | ['FIT'] |  | 0 | Material
CA08733-7005 |  |  |  |  | Cable,Ethernet,CAT6,RJ45,5m |  | Small parts | Cable | ['FIT'] |  | 0 | Material
CA08733-7006 |  |  |  |  | Cable,Ethernet,CAT6,RJ45,10m |  | Small parts | Cable | ['FIT'] |  | 0 | Material
CA08733-7008 |  |  |  |  | Cable,Ethernet,CAT6,RJ45,30m |  | Small parts | Cable | ['FIT'] |  | 0 | Material
CA08733-7009 |  |  |  |  | Cable,Direct Attach CU SFP28 25G,2m |  | Small parts | Cable | ['FIT'] |  | 0 | Material
CA08733-7011 |  |  |  |  | Direct Attach Cable(10Gb,SFP+/SFP+,0.5m) |  | Small parts | Cable | ['FIT'] |  | 0 | Material
CA08733-7012 |  |  |  |  | Direct Attach Cable(10Gb,SFP+/SFP+,2m) |  | Small parts | Cable | ['FIT'] |  | 0 | Material
CA08733-7013 |  |  |  |  | Direct Attach Cable(10Gb,SFP+/SFP+,3m) |  | Small parts | Cable | ['FIT'] |  | 0 | Material
CA08733-7014 |  |  |  |  | Direct Attach Cable(10Gb,SFP+/SFP+,5m) |  | Small parts | Cable | ['FIT'] |  | 0 | Material
CA08733-7015 |  |  |  |  | Cable,Cu,Cisco,Twinax,10GbE,SFP+/SFP+,1m |  | Small parts | Cable | ['FIT'] |  | 0 | Material
CA08733-7016 |  |  |  |  | Cable,Cu,Cisco,Twinax,10GbE,SFP+/SFP+,3m |  | Small parts | Cable | ['FIT'] |  | 0 | Material
CA08733-7017 |  |  |  |  | Cable,Cu,Cisco,Twinax,10GbE,SFP+/SFP+,5m |  | Small parts | Cable | ['FIT'] |  | 0 | Material
CA08733-7019 |  |  |  |  | Cable,Opt,OM4,50microm,LC/LC,2m |  | Small parts | Cable | ['FIT'] |  | 0 | Material
CA08733-7020 |  |  |  |  | Cable,Opt,OM3,50micrometer,LC/LC,5m |  | Small parts | Cable | ['FIT'] |  | 0 | Material
CA08733-7021 |  |  |  |  | Cable,Opt,OM4,50microm,LC/LC,5m |  | Small parts | Cable | ['FIT'] |  | 0 | Material
CA08733-7022 |  |  |  |  | Cable,Opt,OM3,50micrometer,LC/LC,15m |  | Small parts | Cable | ['FIT'] |  | 0 | Material
CA08733-7023 |  |  |  |  | Cable,Opt,OM4,50microm,LC/LC,15m |  | Small parts | Cable | ['FIT'] |  | 0 | Material
CA08733-7024 |  |  |  |  | Cable,Opt,OM3,50micrometer,LC/LC,30m |  | Small parts | Cable | ['FIT'] |  | 0 | Material
CA08733-7025 |  |  |  |  | Cable,Opt,OM4,50microm,LC/LC,30m |  | Small parts | Cable | ['FIT'] |  | 0 | Material
CA08733-7028 |  |  |  |  | Fibre Cable(OM4,MPO/MPO,2m) |  | Small parts | Cable | ['FIT'] |  | 0 | Material
CA08733-7029 |  |  |  |  | Fibre Cable(OM4,MPO/MPO,5m) |  | Small parts | Cable | ['FIT'] |  | 0 | Material
CA08733-7031 |  |  |  |  | Fibre Cable(OM4,MPO/MPO,30m) |  | Small parts | Cable | ['FIT'] |  | 0 | Material
CA08733-7035 |  |  |  |  | QSFP28 Cable0.5m |  | Small parts | Cable | ['FIT'] |  | 0 | Material
CA08733-7036 |  |  |  |  | QSFP28 Cable1m |  | Small parts | Cable | ['FIT'] |  | 0 | Material
CA08733-7037 |  |  |  |  | QSFP28 Cable2m |  | Small parts | Cable | ['FIT'] |  | 0 | Material
CA08733-7038 |  |  |  |  | QSFP28 Cable5m |  | Small parts | Cable | ['FIT'] |  | 0 | Material
CA08733-7039 |  |  |  |  | Cable,12Gb,Mini SAS HD,0.5m |  | Small parts | Cable | ['FIT'] |  | 0 | Material
CA08733-7040 |  |  |  |  | Cable,12Gb,Mini SAS HD,1m |  | Small parts | Cable | ['FIT'] |  | 0 | Material
CA08733-7041 |  |  |  |  | Cable,12Gb,Mini SAS HD,2m |  | Small parts | Cable | ['FIT'] |  | 0 | Material
CA08733-7043 |  |  |  |  | Cable,12Gb,Mini SAS HD,5m |  | Small parts | Cable | ['FIT'] |  | 0 | Material
CA08733-7046 |  |  |  |  | Cable,miniSAS HD-miniSAS HD,SAS3,1m |  | Small parts | Cable | ['FIT'] |  | 0 | Material
CA08733-7047 |  |  |  |  | Cable,miniSAS HD-miniSAS HD,SAS3,2m |  | Small parts | Cable | ['FIT'] |  | 0 | Material
CA08733-7048 |  |  |  |  | Cable,miniSAS HD-miniSAS HD,SAS3,3m |  | Small parts | Cable | ['FIT'] |  | 0 | Material
CA08733-7049 |  |  |  |  | Cable,miniSAS HD-miniSAS HD,SAS3,5m |  | Cable | Cable | ['FIT'] |  | 0 | Material
CA08733-7050 |  |  |  |  | Kit,4-Post,Square or Round-Hole, 24"-32" Rail |  | Small parts | Small parts | ['FIT'] |  | 0 | Material
CA08733-7051 |  |  |  |  | Rail,4-Post,Thin,Rnd/Sq-Hole,Sm,Adj,24-32 |  | Small parts | Small parts | ['FIT'] |  | 0 | Material
CA08733-7052 |  |  |  |  | FJ unique bezel 2U24 Ctrl Shelf (Black for Hybrid) |  | Small parts | Small parts | ['FIT'] |  | 0 | Material
CA08733-7053 |  |  |  |  | FJ bezel for 2U24 Ctrl Shelf (Silver All Flash) |  | Small parts | Small parts | ['FIT'] |  | 0 | Material
CA08733-7054 |  |  |  |  | FJ unique bezel 2U12 Ctrl Shelf (Black for Hybrid) |  | Small parts | Small parts | ['FIT'] |  | 0 | Material
CA08733-7055 |  |  |  |  | FJ unique bezel 4U60 Ctrl Shelf (Black for Hybrid) |  | Small parts | Small parts | ['FIT'] |  | 0 | Material
CA08733-7056 |  |  |  |  | Front bezel with Badge DE460C |  | Small parts | Small parts | ['FIT'] |  | 0 | Material
CA08733-7057 |  |  |  |  | FJ unique bezel 2U24 NE224 (Silver NVMe All Flash) |  | Small parts | Small parts | ['FIT'] |  | 0 | Material
CA08733-7060 |  |  |  |  | Blank,Dsk Drv Filler,DE212C/DS212C |  | Small parts | Small parts | ['FIT'] |  | 0 | Material
CA08733-7061 |  |  |  |  | Blank,Dsk Drv Filler,DE224C/DS224C |  | Small parts | Small parts | ['FIT'] |  | 0 | Material
CA08733-7062 |  |  |  |  | Blank,Dsk Drv Filler,NE224/NS224 |  | Small parts | Small parts | ['FIT'] |  | 0 | Material
CA08733-7066 |  |  |  |  | Bezel FAS8300 Ctrl Shelf(Black for Hybrid) |  | Small parts | Small parts | ['FIT'] |  | 0 | Material
CA08733-7067 |  |  |  |  | Bezel A400 Ctrl Shelf (Silver for AFF) |  | Small parts | Small parts | ['FIT'] |  | 0 | Material
CA08733-7074 |  |  |  |  | Ethernet Cable(25Gb,SFP28/SFP28,0.5m) |  | Small parts | Cable | ['FIT'] |  | 0 | Material
CA08733-7076 |  |  |  |  | SFP28 Cable 2m |  | Small parts | Cable | ['FIT'] |  | 0 | Material
CA08733-7077 |  |  |  |  | Ethernet Cable(25Gb,SFP28/SFP28,5m) |  | Small parts | Cable | ['FIT'] |  | 0 | Material
CA08733-7092 |  |  |  |  | miniSAS HD Cable(AOC,15m) |  | Small parts | Cable | ['FIT'] |  | 0 | Material
CA08733-7098 |  |  |  |  | R7, SUB ASSY, RAIL, 4 POST, DE212C |  | Small parts | Small parts | ['FIT'] |  | 0 | Material
CA08733-7099 |  |  |  |  | Cable,Management,RJ45 to DB9,0.2m |  | Small parts | Cable | ['FIT'] |  | 0 | Material
CA08733-7208 |  |  |  |  | 4U60(DS460C) Front bezel w/ Badge |  | Small parts | Small parts | ['FIT'] |  | 0 | Material
CA08733-7214 |  |  |  |  | CBL TYPE-C |  | Small parts | Cable | ['FIT'] |  | 0 | Material
CA08733-7221 |  |  |  |  | Cable,OS2,LC/LC(30m) |  | Small parts | Cable | ['FIT'] |  | 0 | Material
CA08733-7222 |  |  |  |  | Plastic Drive Pack,HDD,Anti-stat,PS,DE660C |  | Small parts | Small parts | ['FIT'] |  | 0 | Material
CA08875-0001 |  |  |  |  | SHEET(V11L40-) |  | Small parts | Small parts | ['FIT'] |  | 0 | Material
CA08888-0001 | 10603291409 | CA08888-0001 | CA08888-0001 | CA08888-0001 | XEON BRONZE 3408U | 50 | CPU | Intel | ['FIT' 'MW' 'WST'] | KABE | 0 | Material
CA08888-0002 | 10603291410 | CA08888-0002 | CA08888-0002 | CA08888-0002 | XEON SILVER 4410Y | 50 | CPU | Intel | ['FIT' 'MW' 'WST'] | KABE | 0 | Material
CA08888-0003 | 10603291411 | CA08888-0003 | CA08888-0003 | CA08888-0003 | XEON SILVER 4416+ | 50 | CPU | Intel | ['FIT' 'MW' 'WST'] | KABE | 0 | Material
CA08888-0004 | 10603291629 | CA08888-0004 | CA08888-0004 | CA08888-0004 | XEON SILVER 4410T | 50 | CPU | Intel | ['FIT' 'MW' 'WST'] | KABE | 0 | Material
CA08888-0005 | 10603427299 | CA08888-0005 |  |  | Xeon Max 9462 | 50 | CPU | Intel | ['FIT'] | KABE | 0 | Material
CA08888-0006 | 10603427300 | CA08888-0006 |  |  | Xeon Max 9460 | 50 | CPU | Intel | ['FIT'] | KABE | 0 | Material
CA08888-0007 | 10603427301 | CA08888-0007 |  |  | Xeon Max 9468 | 50 | CPU | Intel | ['FIT'] | KABE | 0 | Material
CA08888-0008 | 10603427302 | CA08888-0008 |  |  | Xeon Max 9470 | 50 | CPU | Intel | ['FIT'] | KABE | 0 | Material
CA08888-0009 | 10603427303 | CA08888-0009 |  |  | Xeon Max 9480 | 50 | CPU | Intel | ['FIT'] | KABE | 0 | Material
CA08888-0010 | 10603500170 | CA08888-0010 |  | CA08888-0010 | XEON E-2414 | 30 | CPU | Intel | ['FIT' 'MW' 'WST'] | KABE | 0 | Material
CA08888-0011 | 10603500171 | CA08888-0011 |  | CA08888-0011 | XEON E-2434 | 30 | CPU | Intel | ['MW' 'FIT' 'WST'] | KABE | 0 | Material
CA08888-0012 | 10603500172 | CA08888-0012 | CA08888-0012 | CA08888-0012 | XEON E-2436 | 30 | CPU | Intel | ['MW' 'FIT' 'WST'] | KABE | 0 | Material
CA08888-0013 | 10603500173 | CA08888-0013 | CA08888-0013 | CA08888-0013 | XEON E-2456 | 30 | CPU | Intel | ['MW' 'FIT' 'WST'] | KABE | 0 | Material
CA08888-0014 | 10603500174 | CA08888-0014 |  | CA08888-0014 | XEON E-2486 | 30 | CPU | Intel | ['MW' 'FIT' 'WST'] | KABE | 0 | Material
CA08888-0015 | 10603500175 | CA08888-0015 |  | CA08888-0015 | XEON E-2468 | 30 | CPU | Intel | ['MW' 'FIT' 'WST'] | KABE | 0 | Material
CA08888-0016 | 10603500176 | CA08888-0016 |  | CA08888-0016 | XEON E-2478 | 30 | CPU | Intel | ['MW' 'FIT' 'WST'] | KABE | 0 | Material
CA08888-0017 | 10603500177 | CA08888-0017 | CA08888-0017 | CA08888-0017 | XEON E-2488 | 30 | CPU | Intel | ['MW' 'FIT' 'WST'] | KABE | 0 | Material
CA08888-0018 | 10603500178 | CA08888-0018 | CA08888-0018 | CA08888-0018 | PENTIUM GOLD G7400 | 30 | CPU | Intel | ['MW' 'FIT' 'WST'] | KABE | 0 | Material
CA08888-0019 |  |  |  |  | XEON GOLD 6558Q |  | CPU | Intel | ['FIT'] |  | 0 | Material
CA08888-0020 | 10603543761 | CA08888-0020 |  |  | XEON PLATINUM 8593Q | 30 | CPU | Intel | ['FIT'] | KABE | 0 | Material
CA08888-0021 | 10603291412 | CA08888-0021 |  | CA08888-0021 | XEON GOLD 5412U | 50 | CPU | Intel | ['FIT' 'MW' 'WST'] | KABE | 0 | Material
CA08888-0022 | 10603291413 | CA08888-0022 | CA08888-0022 | CA08888-0022 | XEON GOLD 5415+ | 50 | CPU | Intel | ['FIT' 'MW' 'WST'] | KABE | 0 | Material
CA08888-0023 | 10603291454 | CA08888-0023 | CA08888-0023 | CA08888-0023 | XEON GOLD 5418Y | 50 | CPU | Intel | ['FIT' 'MW' 'WST'] | KABE | 0 | Material
CA08888-0024 | 10603291455 | CA08888-0024 | CA08888-0024 | CA08888-0024 | XEON GOLD 5420+ | 50 | CPU | Intel | ['FIT' 'MW' 'WST'] | KABE | 0 | Material
CA08888-0025 | 10603291456 | CA08888-0025 | CA08888-0025 | CA08888-0025 | XEON GOLD 6414U | 50 | CPU | Intel | ['FIT' 'MW' 'WST'] | KABE | 0 | Material
CA08888-0026 | 10603291457 | CA08888-0026 | CA08888-0026 | CA08888-0026 | XEON GOLD 6426Y | 50 | CPU | Intel | ['FIT' 'MW' 'WST'] | KABE | 0 | Material
CA08888-0027 | 10603291458 | CA08888-0027 | CA08888-0027 | CA08888-0027 | XEON GOLD 6430 | 50 | CPU | Intel | ['FIT' 'MW' 'WST'] | KABE | 0 | Material
CA08888-0028 | 10603291459 | CA08888-0028 | CA08888-0028 | CA08888-0028 | XEON GOLD 6434 | 50 | CPU | Intel | ['FIT' 'MW' 'WST'] | KABE | 0 | Material
CA08888-0029 | 10603291460 | CA08888-0029 | CA08888-0029 |  | XEON GOLD 6438Y+ | 50 | CPU | Intel | ['FIT' 'MW' 'WST'] | KABE | 0 | Material
CA08888-0030 | 10603291461 | CA08888-0030 | CA08888-0030 | CA08888-0030 | XEON GOLD 6442Y | 50 | CPU | Intel | ['FIT' 'MW' 'WST'] | KABE | 0 | Material
CA08888-0031 | 10603291524 | CA08888-0031 | CA08888-0031 | CA08888-0031 | XEON GOLD 6444Y | 50 | CPU | Intel | ['FIT' 'MW' 'WST'] | KABE | 0 | Material
CA08888-0032 | 10603291525 | CA08888-0032 | CA08888-0032 | CA08888-0032 | XEON GOLD 6448Y | 50 | CPU | Intel | ['FIT' 'MW' 'WST'] | KABE | 0 | Material
CA08888-0034 | 10603291598 | CA08888-0034 | CA08888-0034 |  | XEON GOLD 6458Q | 50 | CPU | Intel | ['FIT' 'MW'] | KABE | 0 | Material
CA08888-0035 | 10603291600 | CA08888-0035 | CA08888-0035 | CA08888-0035 | XEON GOLD 6416H | 50 | CPU | Intel | ['FIT' 'MW' 'WST'] | KABE | 0 | Material
CA08888-0036 | 10603291601 | CA08888-0036 | CA08888-0036 | CA08888-0036 | XEON GOLD 6418H | 50 | CPU | Intel | ['FIT' 'MW' 'WST'] | KABE | 0 | Material
CA08888-0037 | 10603291602 | CA08888-0037 | CA08888-0037 | CA08888-0037 | XEON GOLD 6434H | 50 | CPU | Intel | ['FIT' 'MW' 'WST'] | KABE | 0 | Material
CA08888-0038 | 10603291603 | CA08888-0038 | CA08888-0038 | CA08888-0038 | XEON GOLD 6448H | 50 | CPU | Intel | ['FIT' 'MW' 'WST'] | KABE | 0 | Material
CA08888-0039 | 10603291620 | CA08888-0039 | CA08888-0039 | CA08888-0039 | XEON GOLD 6438M | 50 | CPU | Intel | ['FIT' 'MW' 'WST'] | KABE | 0 | Material
CA08888-0040 | 10603291623 | CA08888-0040 |  | CA08888-0040 | XEON GOLD 5418N | 50 | CPU | Intel | ['FIT' 'MW' 'WST'] | KABE | 0 | Material
CA08888-0041 | 10603291624 | CA08888-0041 | CA08888-0041 |  | XEON GOLD 6428N | 50 | CPU | Intel | ['FIT' 'MW'] | KABE | 0 | Material
CA08888-0042 | 10603291625 | CA08888-0042 | CA08888-0042 |  | XEON GOLD 6438N | 50 | CPU | Intel | ['FIT' 'MW'] | KABE | 0 | Material
CA08888-0043 | 10603291627 | CA08888-0043 | CA08888-0043 | CA08888-0043 | XEON GOLD 5416S | 50 | CPU | Intel | ['FIT' 'MW' 'WST'] | KABE | 0 | Material
CA08888-0044 | 10603291628 | CA08888-0044 | CA08888-0044 | CA08888-0044 | XEON GOLD 6454S | 50 | CPU | Intel | ['FIT' 'MW' 'WST'] | KABE | 0 | Material
CA08888-0045 | 10603543762 | CA08888-0045 | CA08888-0045 | CA08888-0045 | XEON BRONZE 3508U | 50 | CPU | Intel | ['MW' 'FIT' 'WST'] | KABE | 0 | Material
CA08888-0046 | 10603543763 | CA08888-0046 | CA08888-0046 |  | XEON SILVER 4509Y | 50 | CPU | Intel | ['FIT' 'MW'] | KABE | 0 | Material
CA08888-0047 | 10603543764 | CA08888-0047 |  |  | XEON SILVER 4510 | 50 | CPU | Intel | ['FIT'] | KABE | 0 | Material
CA08888-0048 | 10603543768 | CA08888-0048 | CA08888-0048 | CA08888-0048 | XEON SILVER 4514Y | 50 | CPU | Intel | ['MW' 'FIT' 'WST'] | KABE | 0 | Material
CA08888-0049 | 10603543769 | CA08888-0049 |  |  | XEON SILVER 4516Y | 50 | CPU | Intel | ['FIT'] | KABE | 0 | Material
CA08888-0050 | 10603543771 | CA08888-0050 |  |  | XEON GOLD 5512U | 50 | CPU | Intel | ['FIT'] | KABE | 0 | Material
CA08888-0051 | 10603543772 | CA08888-0051 |  |  | XEON GOLD 5515 | 50 | CPU | Intel | ['FIT'] | KABE | 0 | Material
CA08888-0052 | 10603543773 | CA08888-0052 |  |  | XEON GOLD 5520 | 50 | CPU | Intel | ['FIT'] | KABE | 0 | Material
CA08888-0053 | 10603543774 | CA08888-0053 |  |  | XEON GOLD 6526Y | 50 | CPU | Intel | ['FIT'] | KABE | 0 | Material
CA08888-0054 | 10603543776 | CA08888-0054 |  |  | XEON GOLD 6530 | 50 | CPU | Intel | ['FIT'] | KABE | 0 | Material
CA08888-0055 | 10603543777 | CA08888-0055 |  |  | XEON GOLD 6534 | 50 | CPU | Intel | ['FIT'] | KABE | 0 | Material
CA08888-0056 | 10603543778 | CA08888-0056 |  |  | XEON GOLD 6538Y | 50 | CPU | Intel | ['FIT'] | KABE | 0 | Material
CA08888-0057 | 10603543779 | CA08888-0057 |  |  | XEON GOLD 6542Y | 50 | CPU | Intel | ['FIT'] | KABE | 0 | Material
CA08888-0058 | 10603543780 | CA08888-0058 |  |  | XEON GOLD 6544Y | 50 | CPU | Intel | ['FIT'] | KABE | 0 | Material
CA08888-0059 | 10603543781 | CA08888-0059 |  |  | XEON GOLD 6548Y | 50 | CPU | Intel | ['FIT'] | KABE | 0 | Material
CA08888-0060 | 10603543782 | CA08888-0060 |  |  | XEON PLATINUM 8558U | 50 | CPU | Intel | ['FIT'] | KABE | 0 | Material
CA08888-0061 | 10603543783 | CA08888-0061 |  |  | XEON PLATINUM 8562Y | 50 | CPU | Intel | ['FIT'] | KABE | 0 | Material
CA08888-0062 | 10603543784 | CA08888-0062 |  |  | XEON PLATINUM 8558 | 50 | CPU | Intel | ['FIT'] | KABE | 0 | Material
CA08888-0063 | 10603543785 | CA08888-0063 |  |  | XEON PLATINUM 8568Y | 50 | CPU | Intel | ['FIT'] | KABE | 0 | Material
CA08888-0064 | 10603543786 | CA08888-0064 |  |  | XEON PLATINUM 8570 | 50 | CPU | Intel | ['FIT'] | KABE | 0 | Material
CA08888-0065 | 10603543787 | CA08888-0065 |  |  | XEON PLATINUM 8580 | 50 | CPU | Intel | ['FIT'] | KABE | 0 | Material
CA08888-0066 | 10603543788 | CA08888-0066 |  |  | XEON PLATINUM 8592 | 50 | CPU | Intel | ['FIT'] | KABE | 0 | Material
CA08888-0067 | 10603543789 | CA08888-0067 |  |  | XEON PLATINUM 8592V | 50 | CPU | Intel | ['FIT'] | KABE | 0 | Material
CA08888-0068 | 10603543790 | CA08888-0068 |  |  | XEON PLATINUM 8558P | 50 | CPU | Intel | ['FIT'] | KABE | 0 | Material
CA08888-0069 | 10603543791 | CA08888-0069 |  |  | XEON GOLD 6538N | 50 | CPU | Intel | ['FIT'] | KABE | 0 | Material
CA08888-0070 | 10603543792 | CA08888-0070 |  |  | XEON GOLD 6548N | 50 | CPU | Intel | ['FIT'] | KABE | 0 | Material
CA08888-0071 | 10603543793 | CA08888-0071 |  |  | XEON GOLD 6554S | 50 | CPU | Intel | ['FIT'] | KABE | 0 | Material
CA08888-0072 | 10603543794 | CA08888-0072 |  |  | XEON SILVER 4510T | 50 | CPU | Intel | ['FIT'] | KABE | 0 | Material
CA08888-0073 | 10603565904 | CA08888-0073 |  |  | XEON PLATINUM 8581V | 50 | CPU | Intel | ['FIT'] | KABE | 0 | Material
CA08888-0101 | 10603291562 | CA08888-0101 |  | CA08888-0101 | XEON PLATINUM 8452Y | 50 | CPU | Intel | ['FIT' 'WST'] | KABE | 0 | Material
CA08888-0102 | 10603291594 | CA08888-0102 | CA08888-0102 |  | XEON PLATINUM 8460Y+ | 50 | CPU | Intel | ['FIT' 'MW' 'WST'] | KABE | 0 | Material
CA08888-0103 | 10603291595 | CA08888-0103 |  | CA08888-0103 | XEON PLATINUM 8468 | 50 | CPU | Intel | ['FIT' 'WST'] | KABE | 0 | Material
CA08888-0104 | 10603291596 | CA08888-0104 | CA08888-0104 | CA08888-0104 | XEON PLATINUM 8470 | 50 | CPU | Intel | ['FIT' 'MW' 'WST'] | KABE | 0 | Material
CA08888-0105 | 10603291597 | CA08888-0105 | CA08888-0105 | CA08888-0105 | XEON PLATINUM 8480+ | 50 | CPU | Intel | ['FIT' 'MW' 'WST'] | KABE | 0 | Material
CA08888-0106 | 10603291599 | CA08888-0106 | CA08888-0106 |  | XEON PLATINUM 8470Q | 50 | CPU | Intel | ['FIT' 'MW'] | KABE | 0 | Material
CA08888-0107 | 10603291614 | CA08888-0107 | CA08888-0107 |  | XEON PLATINUM 8444H | 50 | CPU | Intel | ['FIT' 'MW' 'WST'] | KABE | 0 | Material
CA08888-0108 | 10603291615 | CA08888-0108 |  | CA08888-0108 | XEON PLATINUM 8450H | 50 | CPU | Intel | ['FIT' 'MW' 'WST'] | KABE | 0 | Material
CA08888-0109 | 10603291616 | CA08888-0109 |  |  | XEON PLATINUM 8454H | 50 | CPU | Intel | ['FIT' 'MW' 'WST'] | KABE | 0 | Material
CA08888-0110 | 10603291617 | CA08888-0110 |  |  | XEON PLATINUM 8460H | 50 | CPU | Intel | ['FIT'] | KABE | 0 | Material
CA08888-0111 | 10603291618 | CA08888-0111 | CA08888-0111 |  | XEON PLATINUM 8468H | 50 | CPU | Intel | ['FIT' 'MW'] | KABE | 0 | Material
CA08888-0112 | 10603291619 | CA08888-0112 |  | CA08888-0112 | XEON PLATINUM 8490H | 50 | CPU | Intel | ['FIT' 'MW' 'WST'] | KABE | 0 | Material
CA08888-0113 | 10603291621 | CA08888-0113 |  | CA08888-0113 | XEON PLATINUM 8468V | 50 | CPU | Intel | ['FIT' 'MW' 'WST'] | KABE | 0 | Material
CA08888-0114 | 10603291622 | CA08888-0114 | CA08888-0114 | CA08888-0114 | XEON PLATINUM 8458P | 50 | CPU | Intel | ['FIT' 'MW' 'WST'] | KABE | 0 | Material
CA08888-0115 | 10603291626 | CA08888-0115 |  | CA08888-0115 | XEON PLATINUM 8470N | 50 | CPU | Intel | ['FIT' 'WST'] | KABE | 0 | Material
CA08888-0116 | 10603291630 | CA08888-0116 | CA08888-0116 | CA08888-0116 | XEON PLATINUM 8462Y+ | 50 | CPU | Intel | ['FIT' 'MW' 'WST'] | KABE | 0 | Material
CA08888-1000 | 10603483375 | CA08888-1000 |  |  | EPYC 9654 96C 2.4GHZ 360W | 50 | CPU | AMD | ['FIT'] | KABE | 0 | Material
CA08888-1001 | 10603483376 | CA08888-1001 |  |  | EPYC 9634 84C 2.25GHZ 290W | 50 | CPU | AMD | ['FIT'] | KABE | 0 | Material
CA08888-1002 | 10603483377 | CA08888-1002 |  |  | EPYC 9554 64C 3.1GHZ 360W | 50 | CPU | AMD | ['FIT'] | KABE | 0 | Material
CA08888-1003 | 10603483378 | CA08888-1003 |  |  | EPYC 9534 64C 2.45GHZ 280W | 50 | CPU | AMD | ['FIT'] | KABE | 0 | Material
CA08888-1004 | 10603483379 | CA08888-1004 |  |  | EPYC 9454 48C 2.75GHZ 290W | 50 | CPU | AMD | ['FIT'] | KABE | 0 | Material
CA08888-1005 | 10603483380 | CA08888-1005 |  |  | EPYC 9354 32C 3.25GHZ 280W | 50 | CPU | AMD | ['FIT'] | KABE | 0 | Material
CA08888-1006 | 10603483381 | CA08888-1006 |  |  | EPYC 9334 32C 2.7GHZ 210W | 50 | CPU | AMD | ['FIT'] | KABE | 0 | Material
CA08888-1007 | 10603483382 | CA08888-1007 |  |  | EPYC 9254 24C 2.9GHZ 200W | 50 | CPU | AMD | ['FIT'] | KABE | 0 | Material
CA08888-1008 | 10603483383 | CA08888-1008 | CA08888-1008 | CA08888-1008 | EPYC 9224 24C 2.5GHZ 200W | 50 | CPU | AMD | ['FIT' 'MW' 'WST'] | KABE | 0 | Material
CA08888-1009 | 10603483384 | CA08888-1009 |  | CA08888-1009 | EPYC 9124 16C 3.0GHZ 200W | 50 | CPU | AMD | ['FIT' 'MW' 'WST'] | KABE | 0 | Material
CA08888-1012 | 10603483387 | CA08888-1012 | CA08888-1012 |  | EPYC 9274F 24C 4.05GHZ 320W | 50 | CPU | AMD | ['FIT' 'MW'] | KABE | 0 | Material
CA08888-1013 | 10603483388 | CA08888-1013 |  | CA08888-1013 | EPYC 9174F 16C 4.1GHZ 320W | 50 | CPU | AMD | ['FIT' 'MW' 'WST'] | KABE | 0 | Material
CA08888-1014 | 10603483389 | CA08888-1014 |  |  | EPYC 9754 128C 360W | 50 | CPU | AMD | ['FIT'] | KABE | 0 | Material
CA08888-1015 | 10603483390 | CA08888-1015 |  |  | EPYC 9384X 32C 320W | 50 | CPU | AMD | ['FIT'] | KABE | 0 | Material
CA08888-1016 | 10603483391 | CA08888-1016 |  | CA08888-1016 | EPYC 9184X 16C 320W | 50 | CPU | AMD | ['FIT' 'MW' 'WST'] | KABE | 0 | Material
CA08888-1017 | 10603483392 | CA08888-1017 |  |  | EPYC 9654P 96C 2.4GHZ 360W | 50 | CPU | AMD | ['FIT'] | KABE | 0 | Material
CA08888-1018 | 10603483393 | CA08888-1018 |  |  | EPYC 9554P 64C 3.1GHZ 360W | 50 | CPU | AMD | ['FIT'] | KABE | 0 | Material
CA08888-1019 | 10603483394 | CA08888-1019 |  |  | EPYC 9454P 48C 2.75GHZ 290W | 50 | CPU | AMD | ['FIT'] | KABE | 0 | Material
CA08888-1020 | 10603483395 | CA08888-1020 |  | CA08888-1020 | EPYC 9354P 32C 3.25GHZ 280W | 50 | CPU | AMD | ['FIT' 'MW' 'WST'] | KABE | 0 | Material
CA08889-0001 | 10603291465 | CA08889-0001 | CA08889-0001 | CA08889-0001 | DDR5EC16G48R1 | 50 | DIMM | DIMM | ['FIT' 'MW' 'WST'] | KABE | 0 | Material
CA08889-0002 | 10603291468 | CA08889-0002 | CA08889-0002 | CA08889-0002 | DDR5EC32G48R2 | 50 | DIMM | DIMM | ['FIT' 'MW' 'WST'] | KABE | 0 | Material
CA08889-0003 | 10603291471 | CA08889-0003 | CA08889-0003 | CA08889-0003 | DDR5EC32G48R1 | 50 | DIMM | DIMM | ['FIT' 'MW' 'WST'] | KABE | 0 | Material
CA08889-0004 | 10603291526 | CA08889-0004 | CA08889-0004 | CA08889-0004 | DDR5EC64G48R2 | 50 | DIMM | DIMM | ['FIT' 'MW' 'WST'] | KABE | 0 | Material
CA08889-0005 | 10603350763 | CA08889-0005 | CA08889-0005 | CA08889-0005 | DDR5EC128G48R43D | 50 | DIMM | DIMM | ['FIT' 'MW' 'WST'] | KABE | 0 | Material
CA08889-0006 | 10603350769 | CA08889-0006 |  | CA08889-0006 | DDR5EC256G48R83D | 50 | DIMM | DIMM | ['FIT' 'WST'] | KABE | 0 | Material
CA08889-0007 | 10603484308 | CA08889-0007 | CA08889-0007 | CA08889-0007 | DDR5EC16G48R1 | 30 | DIMM | DDR5 | ['MW' 'WST' 'FIT'] | KABE | 0 | Material
CA08889-0008 | 10603484309 | CA08889-0008 | CA08889-0008 | CA08889-0008 | DDR5EC32G48R2 | 30 | DIMM | DIMM | ['MW' 'WST' 'FIT'] | KABE | 0 | Material
CA08889-0011 | 10603543929 | CA08889-0011 | CA08889-0011 | CA08889-0011 | DDR5R16G56R1(M321R2GA3PB0-CWM) | 30 | DIMM | DIMM | ['MW' 'WST' 'FIT'] | KABE | 0 | Material
CA08889-0012 | 10603543930 | CA08889-0012 |  |  | DDR5R32G56R1 | 30 | DIMM | DIMM | ['FIT'] | KABE | 0 | Material
CA08889-0013 | 10603543931 | CA08889-0013 | CA08889-0013 | CA08889-0013 | DDR5R32G56R2(M321R4GA3PB0-CWM) | 30 | DIMM | DIMM | ['MW' 'WST' 'FIT'] | KABE | 0 | Material
CA08889-0014 | 10603543932 | CA08889-0014 |  |  | DDR5R64G56R2 | 30 | DIMM | DIMM | ['FIT'] | KABE | 0 | Material
CA08889-0015 | 10603543933 | CA08889-0015 |  |  | DDR5R96G56R2 | 50 | DIMM | DIMM | ['FIT'] | KABE | 0 | Material
CA08889-1001 | 10603291466 | CA08889-1001 | CA08889-1001 | CA08889-1001 | DDR5EC16G48R1 | 50 | DIMM | DIMM | ['FIT' 'MW' 'WST'] | KABE | 0 | Material
CA08889-1002 | 10603291469 | CA08889-1002 | CA08889-1002 | CA08889-1002 | DDR5EC32G48R2 | 50 | DIMM | DIMM | ['FIT' 'MW' 'WST'] | KABE | 0 | Material
CA08889-1003 | 10603291472 | CA08889-1003 | CA08889-1003 | CA08889-1003 | DDR5EC32G48R1 | 50 | DIMM | DIMM | ['FIT' 'MW' 'WST'] | KABE | 0 | Material
CA08889-1004 | 10603291527 | CA08889-1004 | CA08889-1004 | CA08889-1004 | DDR5EC64G48R2 | 50 | DIMM | DIMM | ['FIT' 'MW' 'WST'] | KABE | 0 | Material
CA08889-1005 | 10603291529 | CA08889-1005 | CA08889-1005 | CA08889-1005 | DDR5EC128G48R43D | 50 | DIMM | DIMM | ['FIT' 'MW' 'WST'] | KABE | 0 | Material
CA08889-1006 | 10603314082 | CA08889-1006 | CA08889-1006 | CA08889-1006 | DDR5EC256G48R83D | 50 | DIMM | DIMM | ['FIT' 'MW' 'WST'] | KABE | 0 | Material
CA08889-1011 | 10603543956 | CA08889-1011 | CA08889-1011 | CA08889-1011 | DDR5R16G56R1 | 50 | DIMM | DIMM | ['FIT' 'MW' 'WST'] | KABE | 0 | Material
CA08889-1012 | 10603543957 | CA08889-1012 | CA08889-1012 | CA08889-1012 | DDR5R32G56R1 | 50 | DIMM | DDR5 | ['FIT' 'WST'] | KABE | 0 | Material
CA08889-1013 | 10603543958 | CA08889-1013 | CA08889-1013 | CA08889-1013 | DDR5R32G56R2 | 50 | DIMM | DIMM | ['FIT' 'MW' 'WST'] | KABE | 0 | Material
CA08889-1014 | 10603543959 | CA08889-1014 | CA08889-1014 | CA08889-1014 | DDR5R64G56R2 | 50 | DIMM | DDR5 | ['FIT' 'MW' 'WST'] | KABE | 0 | Material
CA08889-1015 | 10603543960 | CA08889-1015 | CA08889-1015 |  | DDR5R96G56R2 | 50 | DIMM | DDR5 | ['FIT' 'MW'] | KABE | 0 | Material
CA08889-1016 | 10603543961 | CA08889-1016 |  |  | DDR5R128G56R4 | 30 | DIMM | DDR5 | ['FIT'] | KABE | 0 | Material
CA08889-1017 | 10603543962 | CA08889-1017 |  |  | DDR5R256G56R8 | 30 | DIMM | DDR5 | ['FIT'] | KABE | 0 | Material
CA08889-2001 | 10603291467 | CA08889-2001 | CA08889-2001 | CA08889-2001 | DDR5EC16G48R1 | 50 | DIMM | DIMM | ['FIT' 'MW' 'WST'] | KABE | 0 | Material
CA08889-2002 | 10603291470 | CA08889-2002 |  | CA08889-2002 | DDR5EC32G48R2 | 50 | DIMM | DIMM | ['FIT' 'MW' 'WST'] | KABE | 0 | Material
CA08889-2003 | 10603291473 | CA08889-2003 | CA08889-2003 | CA08889-2003 | DDR5EC32G48R1 | 50 | DIMM | DIMM | ['FIT' 'MW' 'WST'] | KABE | 0 | Material
CA08889-2004 | 10603291528 | CA08889-2004 | CA08889-2004 | CA08889-2004 | DDR5EC64G48R2 | 50 | DIMM | DIMM | ['FIT' 'MW' 'WST'] | KABE | 0 | Material
CA08889-2005 | 10603484311 | CA08889-2005 |  |  | DDR5EC16G48R1 | 30 | DIMM | DIMM | ['FIT'] | KABE | 0 | Material
CA08889-2011 | 10603544029 | CA08889-2011 | CA08889-2011 |  | DDR5R16G56R1(MTC10F1084S1RC56BD1) | 50 | DIMM | DIMM | ['FIT' 'MW'] | KABE | 0 | Material
CA08889-2012 | 10603544030 | CA08889-2012 |  |  | DDR5R32G56R1 | 50 | DIMM | DDR5 | ['FIT'] | KABE | 0 | Material
CA08889-2013 | 10603544031 | CA08889-2013 | CA08889-2013 |  | DDR5R32G56R2(MTC20F2085S1RC56BD1) | 50 | DIMM | DIMM | ['FIT' 'MW'] | KABE | 0 | Material
CA08889-2014 | 10603544032 | CA08889-2014 |  |  | DDR5R64G56R2 | 50 | DIMM | DDR5 | ['FIT'] | KABE | 0 | Material
CA08889-2015 | 10603544033 | CA08889-2015 |  |  | DDR5R96G56R2 | 50 | DIMM | DDR5 | ['FIT'] | KABE | 0 | Material
CA08926-0002 |  |  |  |  | QFX5120-32C-AFI |  | Software | Software | ['FIT'] |  | 0 | Material
CA08926-0006 |  |  |  |  | IA-SERVER FTS-US$ |  | Software | others | ['FIT'] |  | 0 | Material
CA08926-0007 |  |  |  |  | IA-SERVER FTS-US$ |  | Software | others | ['FIT'] |  | 0 | Material
CA08926-0012 |  |  |  |  | QFX5120-48Y-AFO |  | Software | Software | ['FIT'] |  | 0 | Material
CA08926-0013 |  |  |  |  | QFX5120-48Y-AFI |  | Software | Software | ['FIT'] |  | 0 | Material
CA08926-0014 |  |  |  |  | 5120-48Y(PRIMEF |  | Software | Software | ['FIT'] |  | 0 | Material
CA08926-0015 |  |  |  |  | QFX5K-C1-A1-5L |  | Software | Software | ['FIT'] |  | 0 | Material
CA08926-0016 |  |  |  |  | QFX5K-C1-A2-5L |  | Software | Software | ['FIT'] |  | 0 | Material
CA08926-0018 |  |  |  |  | IA-SERVER FTS-US$ |  | Software | Software | ['FIT'] |  | 0 | Material
CA08926-0019 |  |  |  |  | IA-SERVER FTS-US$ |  | Software | Software | ['FIT'] |  | 0 | Material
CA08926-0024 |  |  |  |  | QFX5120-48T-AFO |  | Software | Software | ['FIT'] |  | 0 | Material
CA08926-0025 |  |  |  |  | QFX5120-48T-AFI |  | Software | Software | ['FIT'] |  | 0 | Material
CA08926-0026 |  |  |  |  | QFX5120-48T-AFI(for PRIMEFLEX) |  | Others | Others | ['FIT'] |  | 0 | Material
CA08926-0027 |  |  |  |  | IA-SERVER FTS-US$ |  | Software | Software | ['FIT'] |  | 0 | Material
CA08926-0028 |  |  |  |  | IA-SERVER FTS-US$ |  | Software | Software | ['FIT'] |  | 0 | Material
CA08926-0029 |  |  |  |  | EX2300-24T |  | Software | Software | ['FIT'] |  | 0 | Material
CA08926-0030 |  |  |  |  | EX2300(PRIMEFLE |  | Software | Software | ['FIT'] |  | 0 | Material
CA08926-0031 |  |  |  |  | IA-SERVER FTS-US$ |  | Software | others | ['FIT'] |  | 0 | Material
CA08926-0032 |  |  |  |  | IA-SERVER FTS-US$ |  | Software | others | ['FIT'] |  | 0 | Material
CA08926-0034 |  |  |  |  | IA-SERVER FTS-US$ |  | Software | others | ['FIT'] |  | 0 | Material
CA08926-0035 |  |  |  |  | IA-SERVER FTS-US$ |  | Software | others | ['FIT'] |  | 0 | Material
CA08926-0036 |  |  |  |  | IA-SERVER FTS-US$ |  | others | others | ['FIT'] |  | 0 | Material
CA08926-0037 |  |  |  |  | JNP-SFPP-10GE-T |  | Small parts | Blade option | ['FIT'] |  | 0 | Material
CA08926-0038 |  |  |  |  | IA-SERVER FTS-US$ |  | Software | others | ['FIT'] |  | 0 | Material
CA08926-0039 |  |  |  |  | IA-SERVER FTS-US$ |  | Software | others | ['FIT'] |  | 0 | Material
CA08926-0040 |  |  |  |  | IA-SERVER FTS-US$ |  | Software | others | ['FIT'] |  | 0 | Material
CA08926-0041 |  |  |  |  | SFP-25G-SR-C |  | Small parts | Blade option | ['FIT'] |  | 0 | Material
CA08926-0042 |  |  |  |  | IA-SERVER FTS-US$ |  | Software | others | ['FIT'] |  | 0 | Material
CA08926-0043 |  |  |  |  | IA-SERVER FTS-US$ |  | Software | others | ['FIT'] |  | 0 | Material
CA08926-0044 |  |  |  |  | IA-SERVER FTS-US$ |  | Software | others | ['FIT'] |  | 0 | Material
CA08926-0045 |  |  |  |  | IA-SERVER FTS-US$ |  | Software | others | ['FIT'] |  | 0 | Material
CA08926-0046 |  |  |  |  | IA-SERVER FTS-US$ |  | Software | others | ['FIT'] |  | 0 | Material
CA08926-0047 |  |  |  |  | IA-SERVER FTS-US$ |  | Software | others | ['FIT'] |  | 0 | Material
CA08926-0048 |  |  |  |  | IA-SERVER FTS-US$ |  | Software | others | ['FIT'] |  | 0 | Material
CA08926-0049 |  |  |  |  | IA-SERVER FTS-US$ |  | others | others | ['FIT'] |  | 0 | Material
CA08926-0050 |  |  |  |  | IA-SERVER FTS-US$ |  | Software | others | ['FIT'] |  | 0 | Material
CA08926-0051 |  |  |  |  | QFX-QSFP-DAC-1M |  | Small parts | Blade option | ['FIT'] |  | 0 | Material
CA08926-0052 |  |  |  |  | IA-SERVER FTS-US$ |  | Software | others | ['FIT'] |  | 0 | Material
CA08926-0053 |  |  |  |  | IA-SERVER FTS-US$ |  | Software | others | ['FIT'] |  | 0 | Material
CA08926-0054 |  |  |  |  | IA-SERVER FTS-US$ |  | Small parts | Small parts | ['FIT'] |  | 0 | Material
CA08926-0055 |  |  |  |  | IA-SERVER FTS-US$ |  | Software | others | ['FIT'] |  | 0 | Material
CA08926-0056 |  |  |  |  | IA-SERVER FTS-US$ |  | Software | others | ['FIT'] |  | 0 | Material
CA08926-0058 |  |  |  |  | IA-SERVER FTS-US$ |  | Software | others | ['FIT'] |  | 0 | Material
CA08926-0059 |  |  |  |  | IA-SERVER FTS-US$ |  | Software | others | ['FIT'] |  | 0 | Material
CA08926-0060 |  |  |  |  | IA-SERVER FTS-US$ |  | Software | others | ['FIT'] |  | 0 | Material
CA08926-0061 |  |  |  |  | IA-SERVER FTS-US$ |  | Software | others | ['FIT'] |  | 0 | Material
CA08926-0062 |  |  |  |  | IA-SERVER FTS-US$ |  | Software | others | ['FIT'] |  | 0 | Material
CA08926-0063 |  |  |  |  | IA-SERVER FTS-US$ |  | Software | others | ['FIT'] |  | 0 | Material
CA08926-0064 |  |  |  |  | PAR-RTF-QFX51-32C |  | Others | Others | ['FIT'] |  | 0 | Material
CA08926-0065 |  |  |  |  | RTF QF48Y OEM50 |  | Software | Software | ['FIT'] |  | 0 | Material
CA08926-0066 |  |  |  |  | RTF QF48T OEM50 |  | Software | Software | ['FIT'] |  | 0 | Material
CA08926-0067 |  |  |  |  | RTF EX23 OEM50 |  | Software | Software | ['FIT'] |  | 0 | Material
CA09017-6001 |  |  |  |  | Director |  | Small parts | Small parts | ['FIT'] |  | 0 | Material
CA09017-6101 |  |  |  |  | PCIe Switch |  | Small parts | Small parts | ['FIT'] |  | 0 | Material
CA09017-6201 |  |  |  |  | PCIe Box 8Slot |  | Small parts | Small parts | ['FIT'] |  | 0 | Material
CA09017-6301 |  |  |  |  | PCIe Box 10Slot |  | Small parts | Small parts | ['FIT'] |  | 0 | Material
CA09017-6302 |  |  |  |  | FAN-80MM |  | Small parts | Small parts | ['FIT'] |  | 0 | Material
CA09017-6303 |  |  |  |  | PSU-2400W |  | Small parts | Small parts | ['FIT'] |  | 0 | Material
CA09017-6401 |  |  |  |  | HBA Card |  | Small parts | Small parts | ['FIT'] |  | 0 | Material
CA09017-6501 |  |  |  |  | NVMe SSD 960GB |  | HDD/SSD | SSD | ['FIT'] |  | 0 | Material
CA09017-6502 |  |  |  |  | NVMe SSD 800GB |  | HDD/SSD | SSD | ['FIT'] |  | 0 | Material
CA09017-6601 |  |  |  |  | PCIe mgmt cbl2m |  | Small parts | Cable | ['FIT'] |  | 0 | Material
CA09017-6602 |  |  |  |  | PCIe mgmt cbl1m |  | Small parts | Cable | ['FIT'] |  | 0 | Material
CA09017-6701 |  |  |  |  | PCIe Cable 3m |  | Small parts | Cable | ['FIT'] |  | 0 | Material
CA09017-6702 |  |  |  |  | PCIe Cable 2m |  | Small parts | Cable | ['FIT'] |  | 0 | Material
CA09017-6703 |  |  |  |  | PCIe Cable 1m |  | Small parts | Cable | ['FIT'] |  | 0 | Material
CA09017-6704 |  |  |  |  | PCIe Cable 0.5m |  | Small parts | Cable | ['FIT'] |  | 0 | Material
CA09017-6801 |  |  |  |  | GPU Power Cable |  | Small parts | Cable | ['FIT'] |  | 0 | Material
CA09017-6802 |  |  |  |  | GPU Power Cable |  | Small parts | Cable | ['FIT'] |  | 0 | Material
CA09017-6803 |  |  |  |  | GPU Power Cable |  | Small parts | Cable | ['FIT'] |  | 0 | Material
CA09017-6804 |  |  |  |  | GPU Power Cable |  | Small parts | Cable | ['FIT'] |  | 0 | Material
CA09017-6805 |  |  |  |  | GPU Power Cable |  | Small parts | Cable | ['FIT'] |  | 0 | Material
CA09017-6806 |  |  |  |  | GPU Power Cable |  | Small parts | Cable | ['FIT'] |  | 0 | Material
CA09017-6807 |  |  |  |  | GPU Power Cable |  | Small parts | Cable | ['FIT'] |  | 0 | Material
CA09017-6808 |  |  |  |  | GPU Power Cable |  | Cable | Cable | ['FIT'] |  | 0 | Material
CA09017-7001 |  |  |  |  | License |  | Small parts | License | ['FIT'] |  | 0 | Material
CA26361-B50316 |  |  |  |  | SPINNER CMMB_03 |  | BB/Enclosure | CM | ['FIT'] |  | 0 | Material
CA26361-B51116 |  |  |  |  | SPE CMMB_S4 |  | BB/Enclosure | BB/Enclosure | ['FIT'] |  | 0 | Material
CA26361-B55414 |  |  |  |  | SP-CMMB4 |  | BB/Enclosure | BB/Enclosure | ['FIT'] |  | 0 | Material
CA26361-B56114 |  |  |  |  | SPE CMMB2_S4 |  | BB/Enclosure | BB/Enclosure | ['FIT'] |  | 0 | Material
CA26362-B30114 |  |  |  |  | TU-FC-CM |  | BB/Enclosure |  | ['FIT'] |  | 0 | Material
CA26362-B31114 |  |  |  |  | TUE_FC_CM |  | BB/Enclosure | BB/Enclosure | ['FIT'] |  | 0 | Material
CA26366-B61216 |  |  |  |  | EOL HB T2MB_HUMPBACK(KCS) |  | Small parts | Small parts | ['FIT'] |  | 0 | Material
CA26366-B64216 |  |  |  |  | HB T2R_HUMPBACK(YA_SS) |  | Small parts | Small parts | ['FIT'] |  | 0 | Material
CA26367-B10316 |  |  |  |  | AD-CMMB (Penguin) |  | BB/Enclosure | BB/Enclosure | ['FIT'] |  | 0 | Material
CA26381-B20316 |  |  |  |  | Fairy CCMB(T2/T3) |  | BB/Enclosure | BB/Enclosure | ['FIT'] |  | 0 | Material
CA26381-B30116 |  |  |  |  | Fairy CMMB_VE(T1/T2) |  | BB/Enclosure | BB/Enclosure | ['FIT'] |  | 0 | Material
CA30001-1250 |  |  |  |  | ï½±ï½³ï¾€-ï¾š-ï¾™(R) |  | Small parts | Small parts | ['FIT'] |  | 0 | Material
CA30001-1251 |  |  |  |  | ï½±ï½³ï¾€-ï¾š-ï¾™(L) |  | Small parts | Small parts | ['FIT'] |  | 0 | Material
CA30001-1252 |  |  |  |  | ï¾˜ï½±ï½¶ï¾…ï½¸ï¾ž |  | Small parts | Small parts | ['FIT'] |  | 0 | Material
CA30001-1256 |  |  |  |  | ï½½ï¾ï¾Ÿ-ï½» |  | Small parts | Small parts | ['FIT'] |  | 0 | Material
CA30001-1312 |  |  |  |  | ï½²ï¾ï¾…ï½°ï¾šï½°ï¾™L |  | Small parts | Small parts | ['FIT'] |  | 0 | Material
CA30001-1331 |  |  |  |  | ï½±ï½³ï¾€-ï¾š-ï¾™(R) |  | Small parts | Small parts | ['FIT'] |  | 0 | Material
CA30001-1332 |  |  |  |  | ï½±ï½³ï¾€-ï¾š-ï¾™(L) |  | Small parts | Small parts | ['FIT'] |  | 0 | Material
CA30001-1333 |  |  |  |  | ï¾˜ï½±ï½¶ï¾…ï½¸ï¾ž |  | Small parts | Small parts | ['FIT'] |  | 0 | Material
CA30001-1335 |  |  |  |  | ï½²ï¾ï¾…-ï¾š-ï¾™(L) |  | Small parts | Small parts | ['FIT'] |  | 0 | Material
CA30001-1338 |  |  |  |  | ï½²ï¾ï¾…-ï¾š-ï¾™(L) |  | Small parts | Small parts | ['FIT'] |  | 0 | Material
CA30001-1344 |  |  |  |  | ï½²ï¾ï¾…ï½°ï¾šï½°ï¾™(L) |  | Small parts | Small parts | ['FIT'] |  | 0 | Material
CA30001-1345 |  |  |  |  | ï½±ï½³ï¾€ï½°ï¾šï½°ï¾™(L) |  | Small parts | Small parts | ['FIT'] |  | 0 | Material
CA30001-1347 |  |  |  |  | ï½²ï¾ï¾…ï½°ï¾šï½°ï¾™(L) |  | Small parts | Small parts | ['FIT'] |  | 0 | Material
CA30001-1352 |  |  |  |  | ï½²ï¾ï¾…-ï¾š-ï¾™(L) |  | Small parts | Small parts | ['FIT'] |  | 0 | Material
CA30001-D872 |  |  |  |  | ï½²ï¾ï¾…-ï¾š-ï¾™(R)ï½¸ï¾ï¾€ï¾ƒ |  | Small parts | Small parts | ['FIT'] |  | 0 | Material
CA30001-D874 |  |  |  |  | ï½²ï¾ï¾…-ï¾š-ï¾™(R)ï½¶ï¾ï½¾ï½² |  | Small parts | Small parts | ['FIT'] |  | 0 | Material
CA30001-D875 |  |  |  |  | ï½²ï¾ï¾…-ï¾š-ï¾™(R)ï½¸ï¾ï¾€ï¾ƒ |  | Small parts | Small parts | ['FIT'] |  | 0 | Material
CA30001-D876 |  |  |  |  | ï½²ï¾ï¾…ï½°ï¾šï½°ï¾™(R)ï½¶ï¾ï½¾ï½² |  | Small parts | Small parts | ['FIT'] |  | 0 | Material
CA30001-D877 |  |  |  |  | ï½²ï¾ï¾…ï½°ï¾šï½°ï¾™(R)ï½¶ï¾ï½¾ï½² |  | Small parts | Small parts | ['FIT'] |  | 0 | Material
CA30001-D878 |  |  |  |  | ï½²ï¾ï¾…-ï¾š-ï¾™(R)ï½¶ï¾ï½¾ï½² |  | Small parts | Small parts | ['FIT'] |  | 0 | Material
CA30205-0210 |  |  |  |  | NYLON BAND |  | Small parts | Small parts | ['FIT'] |  | 0 | Material
CA30205-0211 |  |  |  |  | ï¾˜ï¾‹ï¾Ÿï½°ï¾„ï¾€ï½² |  | Others | Others | ['FIT'] |  | 0 | Material
CA30205-0212 |  |  |  |  | REPEAT TIE |  | Small parts | Small parts | ['FIT'] |  | 0 | Material
CA30205-0213 | 10602846703 | CA30205-0213 |  | CA30205-0213 | RE-USE CABLE TIE | 75 | Small parts | Mechanical | ['FIT' 'WST'] | KABE | 0 | Material
CA30205-0237 |  |  |  |  | CAGE NUT |  | Small parts | Rack parts | ['FIT'] |  | 0 | Material
CA30205-0443 |  |  |  |  | SPRING NUT |  | Small parts | Rack parts | ['FIT'] |  | 0 | Material
CA30205-0591 |  |  |  |  | STABILIZER |  | Small parts | Rack parts | ['FIT'] |  | 0 | Material
CA32208-Y105 |  |  |  |  | SCREW HOLDER LTO |  | Small parts | Small parts | ['FIT'] |  | 0 | Material
CA32251-Y720 | 10603350765 | CA32251-Y720 |  | CA32251-Y720 | M5-WASHER | 50 | Small parts | Mechanical | ['FIT' 'WST'] | KABE | 0 | Material
CA32262-Y370 |  |  |  |  | COVER EJECT BAR LTO |  | Small parts | Small parts | ['FIT'] |  | 0 | Material
CA32275-0401 | 10602844353 | CA32275-0401 |  | CA32275-0401 | PE-BAG (W150XL250) | 50 | Packaging | Packaging | ['WST'] | KABE | 0 | Material
CA32275-0403 | 10602844354 | CA32275-0403 |  | CA32275-0403 | PE-BAG (W150XL100) | 50 | Packaging | Packaging | ['WST'] | KABE | 0 | Material
CA32335-Y094 |  |  |  |  | PLATE D1 |  | Small parts | Small parts | ['FIT'] |  | 0 | Material
CA32335-Y097 |  |  |  |  | PLATE D2 |  | Small parts | Small parts | ['FIT'] |  | 0 | Material
CA32335-Y203 |  |  |  |  | AC-BOXï¾šï½°ï¾™ |  | Small parts | Small parts | ['FIT'] |  | 0 | Material
CA32335-Y206 |  |  |  |  | MIDDLE COVER |  | Small parts | Small parts | ['FIT'] |  | 0 | Material
CA32335-Y210 |  |  |  |  | CBL BLNK PNL |  | Small parts | Small parts | ['FIT'] |  | 0 | Material
CA32335-Y211 |  |  |  |  | CABLE TRAY |  | Small parts | Cable | ['FIT'] |  | 0 | Material
CA32335-Y212 |  |  |  |  | REAR BRACKET |  | Small parts | Small parts | ['FIT'] |  | 0 | Material
CA32335-Y214 |  |  |  |  | CABLE TRAY |  | Small parts | Cable | ['FIT'] |  | 0 | Material
CA32335-Y251 |  |  |  |  | UPPER COVER L |  | Small parts | Small parts | ['FIT'] |  | 0 | Material
CA32335-Y252 |  |  |  |  | UPPER COVER R |  | Small parts | Small parts | ['FIT'] |  | 0 | Material
CA32335-Y253 |  |  |  |  | LOWER COVER L |  | Small parts | Small parts | ['FIT'] |  | 0 | Material
CA32335-Y254 |  |  |  |  | LOWER COVER R |  | Small parts | Small parts | ['FIT'] |  | 0 | Material
CA32400-C490 |  |  |  |  | EOL/OPNL-PLT-COM |  | Small parts | Small parts | ['FIT'] |  | 0 | Material
CA32400-C580 |  |  |  |  | EOL/CM-FRONT-COM |  | Small parts | Small parts | ['FIT'] |  | 0 | Material
CA32400-G560 |  |  |  |  | EOL/CM-BASE-ASY |  | Small parts | Small parts | ['FIT'] |  | 0 | Material
CA32400-G584 |  |  |  |  | EOL/CM-TOP-ASY |  | Small parts | Small parts | ['FIT'] |  | 0 | Material
CA32400-Y357 |  |  |  |  | BATT-PLT |  | Small parts | Small parts | ['FIT'] |  | 0 | Material
CA32400-Y495 |  |  |  |  | OPNL-COVER |  | Small parts | Small parts | ['FIT'] |  | 0 | Material
CA32410-0009 |  |  |  |  | ï¾ƒï½°ï¾Œï¾žï¾™ |  | Small parts | Rack parts | ['FIT'] |  | 0 | Material
CA32410-0010 |  |  |  |  | ï¾ƒï½°ï¾Œï¾žï¾™ |  | Small parts | Rack parts | ['FIT'] |  | 0 | Material
CA32410-0116 |  |  |  |  | ï½¶ï¾„ï¾žï½³ï¾ƒï½°ï¾Œï¾žï¾™ |  | Small parts | Rack parts | ['FIT'] |  | 0 | Material
CA32410-0197 |  |  |  |  | W700 42U RACK B |  | Rack | Rack | ['FIT'] |  | 0 | Material
CA32410-0200 |  |  |  |  | ï½½ï¾€ï¾‹ï¾žï¾—ï½²ï½»ï¾žï½°(F) |  | Small parts | Rack parts | ['FIT'] |  | 0 | Material
CA32410-0201 |  |  |  |  | ï½½ï¾€ï¾‹ï¾žï¾—ï½²ï½»ï¾žï½°(S) |  | Small parts | Others | ['FIT'] |  | 0 | Material
CA32410-0202 |  |  |  |  | ï½½ï¾€ï¾‹ï¾žï¾—ï½²ï½»ï¾žï½° |  | Small parts | Small parts | ['FIT'] |  | 0 | Material
CA32410-0203 |  |  |  |  | ï½½ï¾€ï¾‹ï¾žï¾—ï½²ï½»ï¾žï½°(F) |  | Small parts | Rack | ['FIT'] |  | 0 | Material
CA32410-0204 |  |  |  |  | ï½½ï¾€ï¾‹ï¾žï¾—ï½²ï½»ï¾žï½°(S) |  | Small parts | Rack | ['FIT'] |  | 0 | Material
CA32410-0205 |  |  |  |  | ï½½ï¾€ï¾‹ï¾žï¾—ï½²ï½»ï¾žï½°(R) |  | Small parts | Rack | ['FIT'] |  | 0 | Material
CA32410-0206 |  |  |  |  | ï½»ï½²ï¾„ï¾žï½¹ï½°ï¾Œï¾žï¾™ï¾€ï¾žï½¸ï¾„ |  | Small parts | Rack parts | ['FIT'] |  | 0 | Material
CA32410-0207 |  |  |  |  | IA-EOL |  | Small parts | Cable | ['FIT'] |  | 0 | Material
CA32410-0208 |  |  |  |  | ï½¹ï½°ï¾Œï¾žï¾™ï¾Žï¾™ï¾€ï¾žï½°(F) |  | Small parts | Rack parts | ['FIT'] |  | 0 | Material
CA32410-0209 |  |  |  |  | ï½¹ï½°ï¾Œï¾žï¾™ï¾Žï¾™ï¾€ï¾žï½°(R) |  | Small parts | Rack parts | ['FIT'] |  | 0 | Material
CA32410-0210 |  |  |  |  | ï½¹ï½°ï¾Œï¾žï¾™ï¾Žï¾™ï¾€ï¾žï½°(F) |  | Small parts | Rack parts | ['FIT'] |  | 0 | Material
CA32410-0211 |  |  |  |  | ï½¹ï½°ï¾Œï¾žï¾™ï¾Žï¾™ï¾€ï¾žï½°(R) |  | Small parts | Rack parts | ['FIT'] |  | 0 | Material
CA32410-0212 |  |  |  |  | ï½¹ï½°ï¾Œï¾žï¾™ï¾Žï¾™ï¾€ï¾žï½°(F) |  | Small parts | Rack parts | ['FIT'] |  | 0 | Material
CA32410-0213 |  |  |  |  | ï½¹ï½°ï¾Œï¾žï¾™ï¾Žï¾™ï¾€ï¾žï½°(R) |  | Small parts | Rack parts | ['FIT'] |  | 0 | Material
CA32410-0214 |  |  |  |  | ï¾šï¾ï½¹ï¾‚ï½·ï½¯ï¾„ |  | Small parts | Rack parts | ['FIT'] |  | 0 | Material
CA32410-0214-C |  |  |  |  | ï¾šï¾ï½¹ï¾‚ï½·ï½¯ï¾„(CUSTOMï¾‹ |  | Small parts | Small parts | ['FIT'] |  | 0 | Material
CA32410-0215 |  |  |  |  | KEY |  | Small parts | Rack parts | ['FIT'] |  | 0 | Material
CA32410-0216 |  |  |  |  | RACK ï½¼ï¾˜ï¾ï¾€ï¾žï½·ï½° |  | Small parts | Rack parts | ['FIT'] |  | 0 | Material
CA32410-0217 |  |  |  |  | RACK ï½¼ï¾˜ï¾ï¾€ï¾žï½·ï½° |  | Small parts | Rack parts | ['FIT'] |  | 0 | Material
CA32410-0218 |  |  |  |  | ï¾šï¾ï½¹ï¾‚ï½·ï½¯ï¾„ |  | Small parts | Rack parts | ['FIT'] |  | 0 | Material
CA32410-0220 |  |  |  |  | ï¾‹ï½®ï½³ï½¼ï¾žï½­ï¾ï¾Šï¾ï¾„ï¾žï¾™ |  | Small parts | Rack parts | ['FIT'] |  | 0 | Material
CA32410-0313 |  |  |  |  | ï½»ï½²ï¾„ï¾žï½¶ï¾Šï¾ž- |  | Small parts | Rack parts | ['FIT'] |  | 0 | Material
CA32410-0511 |  |  |  |  | Joint Kit A |  | Small parts | Rack parts | ['FIT'] |  | 0 | Material
CA32410-0516 |  |  |  |  | Stabilizer F |  | Small parts | Rack parts | ['FIT'] |  | 0 | Material
CA32410-0517 |  |  |  |  | Stabilizer S |  | Small parts | Rack parts | ['FIT'] |  | 0 | Material
CA32410-0518 |  |  |  |  | Stabilizer R |  | Small parts | Rack parts | ['FIT'] |  | 0 | Material
CA32410-0519 |  |  |  |  | SCD BRACKET 740 |  | Rack | Rack | ['FIT'] |  | 0 | Material
CA32410-0530 |  |  |  |  | WideRack LC 42U |  | Rack | Rack | ['FIT'] |  | 0 | Material
CA32410-0531 |  |  |  |  | WideRack LC 42U |  | Rack | Rack | ['FIT'] |  | 0 | Material
CA32410-0534 |  |  |  |  | WideRack 42U |  | Rack | Rack | ['FIT'] |  | 0 | Material
CA32420-C390 |  |  |  |  | HDD TRAY |  | Small parts | Small parts | ['FIT'] |  | 0 | Material
CA32432-0046 |  |  |  |  | ï¾‹ï¾ž-ï½½ï¾žï¾Šï¾žï¾ï¾„ï¾ž |  | Small parts | Small parts | ['FIT'] |  | 0 | Material
CA32432-0055 |  |  |  |  | Screw Lock |  | Small parts | Small parts | ['FIT'] |  | 0 | Material
CA32432-0061 |  |  |  |  | OUTLET TAP |  | Small parts | Small parts | ['FIT'] |  | 0 | Material
CA32432-0079 |  |  |  |  | MYLARSHEET |  | Small parts | Spare parts | ['FIT'] |  | 0 | Material
CA32432-0081 |  |  |  |  | SBAX3 |  | Small parts | Blade option | ['FIT'] |  | 0 | Material
CA32432-0084 |  |  |  |  | CABLE HOLDER |  | Small parts | Cable | ['FIT'] |  | 0 | Material
CA32432-0090 |  |  |  |  | 40G Twinax(10m) |  | Small parts | Blade option | ['FIT'] |  | 0 | Material
CA32432-0092 |  |  |  |  | 40G Twinax(2m) |  | Small parts | Blade option | ['FIT'] |  | 0 | Material
CA32432-0095 |  |  |  |  | 40G Twinax(5m) |  | Small parts | Blade option | ['FIT'] |  | 0 | Material
CA32432-0171 |  |  |  |  | EZIblank |  | Small parts | Rack parts | ['FIT'] |  | 0 | Material
CA32432-0183 | 10602880897 | CA32432-0183 | CA32432-0183 | CA32432-0183 | FOOT STAND (4PCS) | 50 | Small parts | Mechanical | ['FIT' 'MW' 'WST'] | KABE | 0 | Material
CA32432-0184 |  |  |  |  | ï¾Œï½¯ï¾„ï½½ï¾€ï¾ï¾„ï¾ž |  | Small parts | Small parts | ['FIT'] |  | 0 | Material
CA32432-0188 | 10603476839 | CA32432-0188 |  | CA32432-0188 | 2,5" SL CARRIER | 50 | Small parts | Mechanical | ['FIT' 'WST'] | KABE | 0 | Material
CA32432-0189 |  |  |  |  | IA-SERVER FTPO |  | Small parts | Small parts | ['FIT'] |  | 0 | Material
CA32432-0200 |  |  |  |  | SFF ADAPTER |  | Small parts | Rack parts | ['FIT'] |  | 0 | Material
CA32432-0201 |  |  |  |  | PL-CARRIER 3.5" ADAPTER FJJ |  | Small parts | Small parts | ['FIT'] |  | 0 | Material
CA32432-0202 |  |  |  |  | HDD CARRIER PL2.5"-84X |  | Small parts | Small parts | ['FIT'] |  | 0 | Material
CA32432-0203 |  |  |  |  | TPM ASSEMBLE TOOL |  | Small parts | Small parts | ['FIT'] |  | 0 | Material
CA32436-Y084 |  |  |  |  | ï½¹ï½°ï½¼ï¾žï¾…ï½¯ï¾„ï¾„ï¾˜ï¾‚ï½¹ï½¼ï¾žï½¸ï¾ž |  | Small parts | Rack parts | ['FIT'] |  | 0 | Material
CA32436-Y231 |  |  |  |  | PLATE |  | Small parts | Rack parts | ['FIT'] |  | 0 | Material
CA32436-Y233 |  |  |  |  | PLATE |  | Small parts | Rack parts | ['FIT'] |  | 0 | Material
CA32456-C352 |  |  |  |  | HDD TRAY |  | Small parts | Small parts | ['FIT'] |  | 0 | Material
CA32456-C356 |  |  |  |  | HDD TRAY |  | Small parts | Small parts | ['FIT'] |  | 0 | Material
CA32486-C100 |  |  |  |  | FC CM CASE ASM |  | Small parts | Small parts | ['FIT'] |  | 0 | Material
CA32486-C201 |  |  |  |  | IS CM CASE ASM |  | Small parts | Small parts | ['FIT'] |  | 0 | Material
CA32486-C600 |  |  |  |  | EXP COM |  | Small parts | Small parts | ['FIT'] |  | 0 | Material
CA32486-D388 |  |  |  |  | FRONT COVER |  | Small parts | Small parts | ['FIT'] |  | 0 | Material
CA32486-D700 |  |  |  |  | CM DUMMY ASM. |  | Small parts | Small parts | ['FIT'] |  | 0 | Material
CA32486-D827 |  |  |  |  | FRANGE COVER L |  | Small parts | Small parts | ['FIT'] |  | 0 | Material
CA32486-D829 |  |  |  |  | FRANGE COVER L |  | Small parts | Small parts | ['FIT'] |  | 0 | Material
CA32507-D131 |  |  |  |  | EOL/BTU CASE ASY |  | Small parts | Small parts | ['FIT'] |  | 0 | Material
CA32507-Y133 |  |  |  |  | EOL/BBU CABLE COVER |  | Small parts | Cable | ['FIT'] |  | 0 | Material
CA32508-C231 | 10602765078 | CA32508-C231 | CA32508-C231 | CA32508-C231 | DX 3.5 HDD DUMMY | 50 | Others | Others | ['FIT' 'MW' 'WST'] | KABE | 0 | Material
CA32508-K070 | 10603202315 | CA32508-K070 | CA32508-K070 | CA32508-K070 | RAIL-KIT STORAGE UNEEC | 50 | Small parts | Mechanical | ['FIT' 'MW' 'WST'] | KABE | 0 | Material
CA32508-Y901 | 10603350766 | CA32508-Y901 |  | CA32508-Y901 | PLATE | 50 | Small parts | Mechanical | ['FIT' 'WST'] | KABE | 0 | Material
CA32562-C006 | 10602774361 | CA32562-C006 | CA32562-C006 | CA32562-C006 | 2.5 DISK CARRIER(FOR HD-DE) SHEET | 50 | Small parts | Mechanical | ['MW' 'WST'] | KABE | 0 | Material
CA32562-C041 |  |  |  |  | 25-DISK DUMMY |  | Small parts | Small parts | ['FIT'] |  | 0 | Material
CA32562-C045 |  |  |  |  | 25 DISK CARRIER |  | Small parts | Small parts | ['FIT'] |  | 0 | Material
CA32562-C046 | 10602558531 | CA32562-C046 | CA32562-C046 | CA32562-C046 | DX S3 DISK CARRIER 2.5 | 50 | Small parts | Mechanical | ['FIT' 'MW' 'WST'] | KABE | 0 | Material
CA32562-C050 | 10602765081 | CA32562-C050 | CA32562-C050 | CA32562-C050 | DX DISK CARRIER 3.5 | 50 | Small parts | Mechanical | ['FIT' 'MW' 'WST'] | KABE | 0 | Material
CA32562-C202 | 10602695332 | CA32562-C202 | CA32562-C202 | CA32562-C202 | AF150/250 S3 CE FRONT BEZEL | 50 | Small parts | Mechanical | ['MW' 'WST'] | KABE | 0 | Material
CA32562-D001 | 10602765080 | CA32562-D001 | CA32562-D001 | CA32562-D001 | DX ENTRY FLANGE COVER L 2.5CE 3.5CE | 50 | Small parts | Mechanical | ['FIT' 'MW' 'WST'] | KABE | 0 | Material
CA32562-D003 |  |  |  |  | PLATE ASSY |  | Small parts | Small parts | ['FIT'] |  | 0 | Material
CA32562-D016 |  |  |  |  | FRONT BEZEL |  | Small parts | Small parts | ['FIT'] |  | 0 | Material
CA32562-D017 |  |  |  |  | FLANGE COVER R |  | Small parts | Small parts | ['FIT'] |  | 0 | Material
CA32562-D018 |  |  |  |  | FLANGE COVER R |  | Small parts | Small parts | ['FIT'] |  | 0 | Material
CA32562-D200 |  |  |  |  | F-BEZEL |  | Small parts | Small parts | ['FIT'] |  | 0 | Material
CA32562-Y066 | 10602774362 | CA32562-Y066 | CA32562-Y066 | CA32562-Y066 | JX40 S2 MODEL LABEL | 50 | Small parts | Mechanical | ['FIT' 'MW' 'WST'] | KABE | 0 | Material
CA32562-Y067 | 10602774363 | CA32562-Y067 | CA32562-Y067 | CA32562-Y067 | JX60 S2 MODELL LABEL | 50 | Small parts | Mechanical | ['FIT' 'MW' 'WST'] | KABE | 0 | Material
CA32562-Y068 | 10602774364 | CA32562-Y068 | CA32562-Y068 | CA32562-Y068 | CONVERSATION BRACKET 2.5, 3.5 DISK | 50 | Small parts | Mechanical | ['FIT' 'MW' 'WST'] | KABE | 0 | Material
CA32562-Y253 |  |  |  |  | SCREW BASE |  | Small parts | Small parts | ['FIT'] |  | 0 | Material
CA32562-Y254 |  |  |  |  | LED COVER |  | Small parts | Small parts | ['FIT'] |  | 0 | Material
CA32562-Y255 |  |  |  |  | OP-PLATE |  | Small parts | Small parts | ['FIT'] |  | 0 | Material
CA32576-Y035 |  |  |  |  | ROD-1 |  | Small parts | Small parts | ['FIT'] |  | 0 | Material
CA32576-Y036 |  |  |  |  | ROD-2 |  | Small parts | Small parts | ['FIT'] |  | 0 | Material
CA32576-Y061 |  |  |  |  | SPACER |  | Small parts | Small parts | ['FIT'] |  | 0 | Material
CA32718-C031 |  |  |  |  | FRONT DOOR |  | Small parts | Small parts | ['FIT'] |  | 0 | Material
CA32718-C032 |  |  |  |  | FRONT DOOR |  | Small parts | Small parts | ['FIT'] |  | 0 | Material
CA32730-D012 |  |  |  |  | HOLDER |  | Small parts | Small parts | ['FIT'] |  | 0 | Material
CA32730-Y011 |  |  |  |  | BRACKET |  | Small parts | Small parts | ['FIT'] |  | 0 | Material
CA32730-Y013 |  |  |  |  | HOLDER |  | Small parts | Small parts | ['FIT'] |  | 0 | Material
CA32744-W101 | 10602930752 | CA32744-W101 |  | CA32744-W101 | OUTER BOX(CA32744-W101) | 50 | Packaging | Packaging | ['WST'] | KABE | 0 | Material
CA32744-W102 | 10603028955 | CA32744-W102 |  | CA32744-W102 | OUTER BOX(CA32744-W102) | 50 | Packaging | Packaging | ['WST'] | KABE | 0 | Material
CA32744-W111 | 10602893429 | CA32744-W111 |  | CA32744-W111 | OUTER BOX RX4770M6(CA32744-W111) | 75 | Packaging | Packaging | ['WST'] | KABE | 0 | Material
CA32744-W112 | 10602893430 | CA32744-W112 |  | CA32744-W112 | ACCESSORY BOX(CA32744-W112) | 50 | Packaging | Packaging | ['WST'] | KABE | 0 | Material
CA32744-W141 | 10603619263 | CA32744-W141 |  |  | BOX RX2530M6(CA32744-W141) | 75 | Packaging | Packaging | ['WST'] | KABE | 0 | Material
CA32744-W151 | 10603619262 | CA32744-W151 |  |  | BOX RX2540M6(CA32744-W151) | 75 | Packaging | Packaging | ['WST'] | KABE | 0 | Material
CA32744-W171 | 10603037406 | CA32744-W171 |  | CA32744-W171 | BOX CX400M6(CA32744-W171) | 75 | Packaging | Packaging | ['WST'] | KABE | 0 | Material
CA32744-W211 | 10603565310 | CA32744-W211 |  | CA32744-W211 | BOX RX1330M6 | 30 | Packaging | Packaging | ['WST'] | KABE | 0 | Material
CA32744-W231 | 10603565312 | CA32744-W231 |  | CA32744-W231 | BOX TX1320M6 | 30 | Packaging | Packaging | ['WST'] | KABE | 0 | Material
CA32744-W241 | 10603565324 | CA32744-W241 |  | CA32744-W241 | BOX TX1330M6 | 30 | Packaging | Packaging | ['WST'] | KABE | 0 | Material
CA32744-W261 | 10603259358 | CA32744-W261 |  | CA32744-W261 | BOX RX2530M7_REV02(ANTALIS/W261) | 50 | Packaging | Packaging | ['WST'] | KABE | 0 | Material
CA32744-W262 | 10603259363 | CA32744-W262 |  | CA32744-W262 | ACCESSORY BOX(CA32744-W262) | 50 | Packaging | Packaging | ['WST'] | KABE | 0 | Material
CA32744-W271 | 10603619335 | CA32744-W271 |  | CA32744-W271 | BOX TX2550M7(CA32744-W271)_REV03 | 50 | Packaging | Packaging | ['WST'] | KABE | 0 | Material
CA32744-W281 | 10603619334 | CA32744-W281 |  | CA32744-W281 | BOX RX2540M7_REV02(ANTALIS/CA32744-W281) | 50 | Packaging | Packaging | ['WST'] | KABE | 0 | Material
CA32744-W311 | 10603352218 | CA32744-W311 |  | CA32744-W311 | BOX RX8770M7(CA32744-W311) | 50 | Packaging | Packaging | ['WST'] | KABE | 0 | Material
CA32744-W314 | 10603436122 | CA32744-W314 |  | CA32744-W314 | CORNER SUPPORT(CA32744-W314) | 50 | Packaging | Packaging | ['WST'] | KABE | 0 | Material
CA32744-Y004 | 10602834718 | CA32744-Y004 |  | CA32744-Y004 | PE-BAG(CA32744-Y004) | 50 | Packaging | Packaging | ['WST'] | KABE | 0 | Material
CA32744-Y102 | 10603028957 | CA32744-Y102 |  | CA32744-Y102 | BUBBLE WRAP W700XL600 D25(CA32744-Y102) | 50 | Packaging | Packaging | ['WST'] | KABE | 0 | Material
CA32744-Y111 | 10602893431 | CA32744-Y111 |  | CA32744-Y111 | L CUSHION RX4770M6(CA32744-Y111) | 75 | Packaging | Packaging | ['WST'] | KABE | 0 | Material
CA32744-Y112 | 10602893432 | CA32744-Y112 |  | CA32744-Y112 | R CUSHION RX4770M6(CA32744-Y112) | 75 | Packaging | Packaging | ['WST'] | KABE | 0 | Material
CA32744-Y113 | 10602893433 | CA32744-Y113 |  | CA32744-Y113 | F SPACER(CA32744-Y113) | 75 | Packaging | Packaging | ['WST'] | KABE | 0 | Material
CA32744-Y114 | 10602894154 | CA32744-Y114 |  | CA32744-Y114 | R SPACER(CA32744-Y114) | 75 | Packaging | Packaging | ['WST'] | KABE | 0 | Material
CA32744-Y125 | 10603029140 | CA32744-Y125 |  | CA32744-Y125 | STRAP(CA32744-Y125) | 50 | Packaging | Packaging | ['WST'] | KABE | 0 | Material
CA32744-Y134 | 10603037413 | CA32744-Y134 |  | CA32744-Y134 | SPACER(CA32744-Y134) | 50 | Packaging | Packaging | ['WST'] | KABE | 0 | Material
CA32744-Y141 | 10603029143 | CA32744-Y141 |  | CA32744-Y141 | L CUSHION RX2530M6(CA32744-Y141) | 75 | Packaging | Packaging | ['WST'] | KABE | 0 | Material
CA32744-Y142 | 10603037404 | CA32744-Y142 |  |  | R CUSHION RX2530M6(CA32744-Y142) | 75 | Packaging | Packaging | ['WST'] | KABE | 0 | Material
CA32744-Y143 | 10603029139 | CA32744-Y143 |  | CA32744-Y143 | F SPACER RX2530M6_RX2540M6(CA32744-Y143) | 75 | Packaging | Packaging | ['WST'] | KABE | 0 | Material
CA32744-Y151 | 10603029137 | CA32744-Y151 |  |  | L CUSHION RX2540M6(CA32744-Y151) | 75 | Packaging | Packaging | ['WST'] | KABE | 0 | Material
CA32744-Y152 | 10603029138 | CA32744-Y152 |  |  | R CUSHION RX2540M6(CA32744-Y152) | 75 | Packaging | Packaging | ['WST'] | KABE | 0 | Material
CA32744-Y161 | 10603037412 | CA32744-Y161 |  | CA32744-Y161 | CUSHION CX25X0M6(CA32744-Y161) | 50 | Packaging | Packaging | ['WST'] | KABE | 0 | Material
CA32744-Y171 | 10603037407 | CA32744-Y171 |  | CA32744-Y171 | L CUSHION CX400M6(CA32744-Y171) | 75 | Packaging | Packaging | ['WST'] | KABE | 0 | Material
CA32744-Y172 | 10603037408 | CA32744-Y172 |  | CA32744-Y172 | R CUSHION CX400M6(CA32744-Y172) | 75 | Packaging | Packaging | ['WST'] | KABE | 0 | Material
CA32744-Y173 | 10603037409 | CA32744-Y173 |  | CA32744-Y173 | F SPACER(CA32744-Y173) | 75 | Packaging | Packaging | ['WST'] | KABE | 0 | Material
CA32744-Y174 | 10603037410 | CA32744-Y174 |  | CA32744-Y174 | R SPACER(CA32744-Y174) | 75 | Packaging | Packaging | ['WST'] | KABE | 0 | Material
CA32744-Y191 | 10602967153 | CA32744-Y191 |  | CA32744-Y191 | L CUSHION RX2450M1(CA32744-Y191) | 50 | Packaging | Packaging | ['WST'] | KABE | 0 | Material
CA32744-Y192 | 10602967194 | CA32744-Y192 |  | CA32744-Y192 | R CUSHION RX2450M1(CA32744-Y192) | 50 | Packaging | Packaging | ['WST'] | KABE | 0 | Material
CA32744-Y193 | 10602967195 | CA32744-Y193 |  | CA32744-Y193 | R SPACER RX2450M1(CA32744-Y193) | 50 | Packaging | Packaging | ['WST'] | KABE | 0 | Material
CA32744-Y201 | 10603139186 | CA32744-Y201 |  | CA32744-Y201 | CUSHION_TX1310M5(CA32744-Y201) | 50 | Packaging | Packaging | ['WST'] | KABE | 0 | Material
CA32744-Y210 | 10603139187 | CA32744-Y210 |  | CA32744-Y210 | CUSHION L_RX1330M5(CA32744-Y210) | 50 | Packaging | Packaging | ['WST'] | KABE | 0 | Material
CA32744-Y211 | 10603139188 | CA32744-Y211 |  | CA32744-Y211 | CUSHION R_RX1330M5(CA32744-Y211) | 50 | Packaging | Packaging | ['WST'] | KABE | 0 | Material
CA32744-Y212 | 10603139189 | CA32744-Y212 |  | CA32744-Y212 | FRONT SPACER(CA32744-Y212) | 50 | Packaging | Packaging | ['WST'] | KABE | 0 | Material
CA32744-Y213 | 10603139190 | CA32744-Y213 |  | CA32744-Y213 | REAR SPACER-A(CA32744-Y213) | 50 | Packaging | Packaging | ['WST'] | KABE | 0 | Material
CA32744-Y214 | 10603139191 | CA32744-Y214 |  | CA32744-Y214 | REAR SPACER-B(CA32744-Y214) | 50 | Packaging | Packaging | ['WST'] | KABE | 0 | Material
CA32744-Y231 | 10603434926 | CA32744-Y231 |  | CA32744-Y231 | CUSHION TX1320M5(CA32744-Y231) | 50 | Packaging | Packaging | ['WST'] | KABE | 0 | Material
CA32744-Y240 | 10603139193 | CA32744-Y240 |  | CA32744-Y240 | CUSHION L_TX1330M5(CA32744-Y240) | 50 | Packaging | Packaging | ['WST'] | KABE | 0 | Material
CA32744-Y241 | 10603139304 | CA32744-Y241 |  | CA32744-Y241 | CUSHION R_TX1330M5(CA32744-Y241) | 50 | Packaging | Packaging | ['WST'] | KABE | 0 | Material
CA32744-Y242 | 10603139305 | CA32744-Y242 |  | CA32744-Y242 | SPACER(FOR RACK TYPE)(CA32744-Y242) | 50 | Packaging | Packaging | ['WST'] | KABE | 0 | Material
CA32744-Y260 | 10603259359 | CA32744-Y260 |  | CA32744-Y260 | CUSHION L RX2530M7(CA32744-Y260) | 50 | Packaging | Packaging | ['WST'] | KABE | 0 | Material
CA32744-Y261 | 10603259360 | CA32744-Y261 |  | CA32744-Y261 | CUSHION R RX2530M7(CA32744-Y261) | 50 | Packaging | Packaging | ['WST'] | KABE | 0 | Material
CA32744-Y262 | 10603259361 | CA32744-Y262 |  | CA32744-Y262 | FRONT SPACER RX2530M7(CA32744-Y262) | 50 | Packaging | Packaging | ['WST'] | KABE | 0 | Material
CA32744-Y263 | 10603259362 | CA32744-Y263 |  | CA32744-Y263 | REAR SPACER RX2530M7(CA32744-Y263) | 50 | Packaging | Packaging | ['WST'] | KABE | 0 | Material
CA32744-Y264 | 10603372301 | CA32744-Y264 |  | CA32744-Y264 | REAR SPACER RX2530M6S(CA32744-Y264) | 75 | Packaging | Packaging | ['WST'] | KABE | 0 | Material
CA32744-Y265 | 10603435654 | CA32744-Y265 |  | CA32744-Y265 | REAR SPACER RX2530M7(CA32744-Y265) | 50 | Packaging | Packaging | ['WST'] | KABE | 0 | Material
CA32744-Y266 | 10603436180 | CA32744-Y266 |  | CA32744-Y266 | REAR SPACER RX2530M7S(CA32744-Y266) | 50 | Packaging | Packaging | ['WST'] | KABE | 0 | Material
CA32744-Y267 | 10603543591 | CA32744-Y267 |  | CA32744-Y267 | REAR SPACER RX1440M2 | 50 | Packaging | Packaging | ['WST'] | KABE | 0 | Material
CA32744-Y270 | 10603290324 | CA32744-Y270 |  | CA32744-Y270 | CUSHION L 2WAY4WAY(CA32744-Y270) | 50 | Packaging | Packaging | ['WST'] | KABE | 0 | Material
CA32744-Y271 | 10603290325 | CA32744-Y271 |  | CA32744-Y271 | CUSHION R 2WAY4WAY(CA32744-Y271) | 50 | Packaging | Packaging | ['WST'] | KABE | 0 | Material
CA32744-Y272 | 10603290326 | CA32744-Y272 |  | CA32744-Y272 | REAR SPACER TX2550M7(CA32744-Y272) | 50 | Packaging | Packaging | ['WST'] | KABE | 0 | Material
CA32744-Y273 | 10603290327 | CA32744-Y273 |  | CA32744-Y273 | FRONT SPACER 3U-4U(CA32744-Y273) | 50 | Packaging | Packaging | ['WST'] | KABE | 0 | Material
CA32744-Y280 | 10603259366 | CA32744-Y280 |  | CA32744-Y280 | CUSHION L RX2540M7(CA32744-Y280) | 50 | Packaging | Packaging | ['WST'] | KABE | 0 | Material
CA32744-Y281 | 10603259367 | CA32744-Y281 |  | CA32744-Y281 | CUSHION R RX2540M7(CA32744-Y281) | 50 | Packaging | Packaging | ['WST'] | KABE | 0 | Material
CA32744-Y282 | 10603259368 | CA32744-Y282 |  |  | REAR SPACER RX2540M7(CA32744-Y282) | 50 | Packaging | Packaging | ['WST'] | KABE | 0 | Material
CA32744-Y282-TBD(OBS) | 2013324776 |  |  | CA32744-Y282-TBD(OBS) | REAR SPACER RX2540M7 |  | Packaging | Packaging | ['WST'] |  | 0 | Material
CA32744-Y283 | 10603481208 | CA32744-Y283 |  | CA32744-Y283 | REAR SPACER RX2540M6(CA32744-Y283) | 75 | Packaging | Packaging | ['WST'] | KABE | 0 | Material
CA32744-Y284 | 10603543592 | CA32744-Y284 |  | CA32744-Y284 | REAR SPACER RX2450M2 | 50 | Packaging | Packaging | ['WST'] | KABE | 0 | Material
CA32744-Y291 | 10603290329 | CA32744-Y291 |  | CA32744-Y291 | REAR SPACER RX4770M7(CA32744-Y291) | 50 | Packaging | Packaging | ['WST'] | KABE | 0 | Material
CA32744-Y301 | 10603290331 | CA32744-Y301 |  | CA32744-Y301 | FRONT SPACER CX400M7(CA32744-Y301) | 50 | Packaging | Packaging | ['WST'] | KABE | 0 | Material
CA32744-Y302 | 10603290332 | CA32744-Y302 |  | CA32744-Y302 | REAR SPACER CX400M7(CA32744-Y302) | 50 | Packaging | Packaging | ['WST'] | KABE | 0 | Material
CA32744-Z001 | 10603435438 | CA32744-Z001 |  | CA32744-Z001 | BLINDFOLD LABEL(CA32744-Z001) | 50 | Packaging | Packaging | ['WST'] | KABE | 0 | Material
CA32744-Z101 | 10603184665 | CA32744-Z101 |  | CA32744-Z101 | COVER FOR HS GREASE(CA32744-Z101) | 50 | Packaging | Packaging | ['WST'] | KABE | 0 | Material
CA32751-Y919 |  |  |  |  | FUJITSU LOGO |  | Small parts | Label | ['FIT'] |  | 0 | Material
CA32751-Y929 |  |  |  |  | DESIGN_SM |  | Small parts | Small parts | ['FIT'] |  | 0 | Material
CA32950-0130 |  |  |  |  | ï½ºï¾ï½¾ï¾ï¾„ï¾Žï¾žï½¯ï½¸ï½½ |  | Small parts | Consent BOX | ['FIT'] |  | 0 | Material
CA32950-0157 |  |  |  |  | ï½ºï¾ï½¾ï¾ï¾„ï¾Žï¾žï½¯ï½¸ï½½ |  | Small parts | Consent BOX | ['FIT'] |  | 0 | Material
CA41534-0942 |  |  |  |  | Document kit |  | Small parts | Manual | ['FIT'] |  | 0 | Material
CA41534-5006 |  |  |  |  | W2K8 R2 Std.Kit |  | Small parts | Software | ['FIT'] |  | 0 | Material
CA41534-5294 |  |  |  |  | LINUX SUPPORT |  | Small parts | Software | ['FIT'] |  | 0 | Material
CA41534-8495 |  |  |  |  | LICENCE KIT |  | Small parts | Small parts | ['FIT'] |  | 0 | Material
CA41534-9683 |  |  |  |  | W2K8 R2 SP1 |  | Small parts | Software | ['FIT'] |  | 0 | Material
CA41534-A298 |  |  |  |  | ï¾ï¾†ï½­ï½±ï¾™CD |  | Small parts | Manual | ['FIT'] |  | 0 | Material
CA41534-B186 |  |  |  |  | Manual CD-ROM |  | Small parts | Manual | ['FIT'] |  | 0 | Material
CA41534-E124 |  |  |  |  | W2K8 R2 DVD |  | Small parts | Software | ['FIT'] |  | 0 | Material
CA41534-E144 |  |  |  |  | W2K8R2Std P-key |  | Small parts | Software | ['FIT'] |  | 0 | Material
CA41534-E145 |  |  |  |  | W2K8R2Ent P-key |  | Small parts | Software | ['FIT'] |  | 0 | Material
CA41534-E146 |  |  |  |  | W2K8R2DTC P-key |  | Small parts | Software | ['FIT'] |  | 0 | Material
CA41534-E229 |  |  |  |  | RHEL5.9(x86) |  | Small parts | Software | ['FIT'] |  | 0 | Material
CA41534-E230 |  |  |  |  | RHEL5.9(Intel64 |  | Small parts | Software | ['FIT'] |  | 0 | Material
CA41534-E753 |  |  |  |  | RHEL6.4(x86) |  | Small parts | Software | ['FIT'] |  | 0 | Material
CA41534-E754 |  |  |  |  | RHEL6.4(Intel64 |  | Small parts | Software | ['FIT'] |  | 0 | Material
CA41534-F301 |  |  |  |  | License ï¾Šï½²ï½·ï½¬ï½¸ï¾Œï½¶ |  | Small parts | License | ['FIT'] |  | 0 | Material
CA41534-G362 |  |  |  |  | RHEL5.1(x86) |  | Small parts | Software | ['FIT'] |  | 0 | Material
CA41534-G363 |  |  |  |  | RHEL5.1(Intel64 |  | Small parts | Software | ['FIT'] |  | 0 | Material
CA41534-G509 |  |  |  |  | SOFTWARE |  | Small parts | Software | ['FIT'] |  | 0 | Material
CA41534-H428 |  |  |  |  | RHEL6.5(x86) |  | Small parts | Software | ['FIT'] |  | 0 | Material
CA41534-H429 |  |  |  |  | RHEL6.5(Intel64 |  | Small parts | Software | ['FIT'] |  | 0 | Material
CA41534-H433 |  |  |  |  | SFT HADR SX2 |  | Small parts | Small parts | ['FIT'] |  | 0 | Material
CA41534-H600 |  |  |  |  | W2012 DwnG Kit |  | Small parts | Label | ['FIT'] |  | 0 | Material
CA41534-J343 |  |  |  |  | Tool CD |  | Small parts | Manual | ['FIT'] |  | 0 | Material
CA41534-J892 |  |  |  |  | RHEL7.0_Intel64 |  | Small parts | Software | ['FIT'] |  | 0 | Material
CA41534-K004 |  |  |  |  | ï¾„ï½³ï¾›ï½¸1)2CPU/1ï½¹ï¾žï½½ |  | Small parts | Support Desk Pack | ['FIT'] |  | 0 | Material
CA41534-K005 |  |  |  |  | RHN-2c1g1y |  | Small parts | Support Desk Pack | ['FIT'] |  | 0 | Material
CA41534-K006 |  |  |  |  | RHN-2c1g5y |  | Small parts | Support Desk Pack | ['FIT'] |  | 0 | Material
CA41534-K007 |  |  |  |  | RHN-2c4g3y |  | Small parts | Support Desk Pack | ['FIT'] |  | 0 | Material
CA41534-K008 |  |  |  |  | RHN-2c4g5y |  | Small parts | Support Desk Pack | ['FIT'] |  | 0 | Material
CA41534-K011 |  |  |  |  | RHN-VDC2cUg3yG |  | Small parts | Support Desk Pack | ['FIT'] |  | 0 | Material
CA41534-K012 |  |  |  |  | RHN-VDC2cUg5yG |  | Small parts | Support Desk Pack | ['FIT'] |  | 0 | Material
CA41534-K013 |  |  |  |  | RHN-2g3yG |  | Small parts | Support Desk Pack | ['FIT'] |  | 0 | Material
CA41534-K014 |  |  |  |  | RHN-2g5yG |  | Small parts | Support Desk Pack | ['FIT'] |  | 0 | Material
CA41534-K015 |  |  |  |  | RHN-ext2c1g5y |  | Small parts | Support Desk Pack | ['FIT'] |  | 0 | Material
CA41534-K016 |  |  |  |  | RHN-ext2c4g5y |  | Small parts | Support Desk Pack | ['FIT'] |  | 0 | Material
CA41534-K018 |  |  |  |  | RHN-VDCe2cUg5yG |  | Small parts | Support Desk Pack | ['FIT'] |  | 0 | Material
CA41534-K019 |  |  |  |  | RHN-ext2g5yG |  | Small parts | Support Desk Pack | ['FIT'] |  | 0 | Material
CA41534-K435 |  |  |  |  | ISM Licence |  | Small parts | License | ['FIT'] |  | 0 | Material
CA41534-K436 |  |  |  |  | ISM Licence |  | Small parts | License | ['FIT'] |  | 0 | Material
CA41534-K438 |  |  |  |  | ISM Licence |  | Small parts | License | ['FIT'] |  | 0 | Material
CA41534-K702 |  |  |  |  | RHEL5.11 x86 |  | Small parts | Software | ['FIT'] |  | 0 | Material
CA41534-K703 |  |  |  |  | RHEL5.11Intel64 |  | Small parts | Software | ['FIT'] |  | 0 | Material
CA41534-L070 |  |  |  |  | SQL2008R2DG |  | Small parts | Software | ['FIT'] |  | 0 | Material
CA41534-L090 |  |  |  |  | SQL2012std |  | Small parts | Software | ['FIT'] |  | 0 | Material
CA41534-L111 |  |  |  |  | RHEL6.6 x86 |  | Small parts | Software | ['FIT'] |  | 0 | Material
CA41534-L112 |  |  |  |  | RHEL6.6 Intel64 |  | Small parts | Software | ['FIT'] |  | 0 | Material
CA41534-L117 |  |  |  |  | SFT HADR SX2 |  | Small parts | Small parts | ['FIT'] |  | 0 | Material
CA41534-L118 |  |  |  |  | SFT HADR SX2 |  | Small parts | Small parts | ['FIT'] |  | 0 | Material
CA41534-L353 |  |  |  |  | DG/DE Kit WinSv |  | Small parts | Software | ['FIT'] |  | 0 | Material
CA41534-L354 |  |  |  |  | DG/DE Kit WinSv |  | Small parts | Software | ['FIT'] |  | 0 | Material
CA41534-L355 |  |  |  |  | DG/DE Kit WinSv |  | Small parts | Software | ['FIT'] |  | 0 | Material
CA41534-L410 |  |  |  |  | SATADOM diag CD |  | Small parts | Manual | ['FIT'] |  | 0 | Material
CA41534-L460 |  |  |  |  | RHEL7.1 Intel64 |  | Small parts | Software | ['FIT'] |  | 0 | Material
CA41534-M773 |  |  |  |  | RHEL6.7 x86 |  | Small parts | Software | ['FIT'] |  | 0 | Material
CA41534-M774 |  |  |  |  | RHEL6.7 Intel64 |  | Small parts | Software | ['FIT'] |  | 0 | Material
CA41534-M808 |  |  |  |  | ISM Licence |  | Small parts | License | ['FIT'] |  | 0 | Material
CA41534-M809 |  |  |  |  | ISM Licence |  | Small parts | License | ['FIT'] |  | 0 | Material
CA41534-M811 |  |  |  |  | ISM Licence |  | Small parts | License | ['FIT'] |  | 0 | Material
CA41534-N191 |  |  |  |  | ISM Licence |  | Small parts | License | ['FIT'] |  | 0 | Material
CA41534-N543 |  |  |  |  | VMwCertOfUAuth |  | Small parts | Software | ['FIT'] |  | 0 | Material
CA41534-N544 |  |  |  |  | VMwCertOfUAuth |  | Small parts | Software | ['FIT'] |  | 0 | Material
CA41534-N615 |  |  |  |  | RHEL7.2 Intel64 |  | Small parts | Software | ['FIT'] |  | 0 | Material
CA41534-P608 |  |  |  |  | ID PROM TOOL CD |  | Small parts | Small parts | ['FIT'] |  | 0 | Material
CA41534-R585 |  |  |  |  | VMwCertOfUAuth |  | Small parts | Software | ['FIT'] |  | 0 | Material
CA41534-R586 |  |  |  |  | VMwCertOfUAuth |  | Small parts | Software | ['FIT'] |  | 0 | Material
CA41534-R587 |  |  |  |  | VMwCertOfUAuth |  | Small parts | Software | ['FIT'] |  | 0 | Material
CA41534-R589 |  |  |  |  | VMwCertOfUAuth |  | Small parts | Software | ['FIT'] |  | 0 | Material
CA41534-R590 |  |  |  |  | VMwCertOfUAuth |  | Small parts | Software | ['FIT'] |  | 0 | Material
CA41534-R591 |  |  |  |  | VMwCertOfUAuth |  | Small parts | Software | ['FIT'] |  | 0 | Material
CA41534-R592 |  |  |  |  | VMwCertOfUAuth |  | Small parts | Software | ['FIT'] |  | 0 | Material
CA41534-R593 |  |  |  |  | VMwCertOfUAuth |  | Small parts | Software | ['FIT'] |  | 0 | Material
CA41534-R617 |  |  |  |  | SQL2014Std |  | Small parts | Software | ['FIT'] |  | 0 | Material
CA41534-R642 |  |  |  |  | RHEL6.8(x86) |  | Small parts | Software | ['FIT'] |  | 0 | Material
CA41534-R643 |  |  |  |  | RHEL6.8 Intel64 |  | Small parts | Software | ['FIT'] |  | 0 | Material
CA41534-R941 |  |  |  |  | SET |  | Small parts | Software | ['FIT'] |  | 0 | Material
CA41534-R942 |  |  |  |  | SET |  | Small parts | Software | ['FIT'] |  | 0 | Material
CA41534-R947 |  |  |  |  | P-Key |  | Small parts | Software | ['FIT'] |  | 0 | Material
CA41534-R948 |  |  |  |  | P-Key |  | Small parts | Software | ['FIT'] |  | 0 | Material
CA41534-S011 |  |  |  |  | SET |  | Small parts | Software | ['FIT'] |  | 0 | Material
CA41534-S013 |  |  |  |  | SET |  | Small parts | Software | ['FIT'] |  | 0 | Material
CA41534-S322 |  |  |  |  | DVD |  | Small parts | Software | ['FIT'] |  | 0 | Material
CA41534-S323 |  |  |  |  | DVD |  | Small parts | Software | ['FIT'] |  | 0 | Material
CA41534-S523 |  |  |  |  | W2K8 MSmedia |  | Small parts | Software | ['FIT'] |  | 0 | Material
CA41534-S524 |  |  |  |  | W2K8Std P-key |  | Small parts | Software | ['FIT'] |  | 0 | Material
CA41534-S548 |  |  |  |  | W2K8Ent P-key |  | Small parts | Software | ['FIT'] |  | 0 | Material
CA41534-S660 |  |  |  |  | ï½¼ï¾–ï½³ï½·ï½®ï¾€ï¾žï½¸ï½¼ï½® |  | Small parts | License | ['FIT'] |  | 0 | Material
CA41534-S662 |  |  |  |  | ï½¼ï¾–ï½³ï½·ï½®ï¾€ï¾žï½¸ï½¼ï½® |  | Small parts | License | ['FIT'] |  | 0 | Material
CA41534-S663 |  |  |  |  | ï½¼ï¾–ï½³ï½·ï½®ï¾€ï¾žï½¸ï½¼ï½® |  | Small parts | License | ['FIT'] |  | 0 | Material
CA41534-S667 |  |  |  |  | ï½¼ï¾–ï½³ï½·ï½®ï¾€ï¾žï½¸ï½¼ï½® |  | Small parts | License | ['FIT'] |  | 0 | Material
CA41534-S684 |  |  |  |  | RHEL7.3(Intel64 |  | Small parts | Software | ['FIT'] |  | 0 | Material
CA41534-S687 |  |  |  |  | WS12R2Fnd DGDVD |  | Small parts | Software | ['FIT'] |  | 0 | Material
CA41534-T887 |  |  |  |  | RHEL6.9 x86 |  | Small parts | Software | ['FIT'] |  | 0 | Material
CA41534-T888 |  |  |  |  | RHEL6.9 Intel64 |  | Small parts | Software | ['FIT'] |  | 0 | Material
CA41534-U275 |  |  |  |  | DVD(2012R2stdDG |  | Small parts | Software | ['FIT'] |  | 0 | Material
CA41534-U276 |  |  |  |  | KeyCard |  | Small parts | Software | ['FIT'] |  | 0 | Material
CA41534-U747 |  |  |  |  | FOSV7.4.1/7.4.2 DVD |  | Small parts | DVD | ['FIT'] |  | 0 | Material
CA41534-V160 |  |  |  |  | RHEL7.4 Intel64 |  | Small parts | Software | ['FIT'] |  | 0 | Material
CA41534-V377 |  |  |  |  | DVD |  | Small parts | Software | ['FIT'] |  | 0 | Material
CA41534-V378 |  |  |  |  | DVD |  | Small parts | Software | ['FIT'] |  | 0 | Material
CA41534-V711 |  |  |  |  | CD-ROM |  | Small parts | Software | ['FIT'] |  | 0 | Material
CA41534-V821 |  |  |  |  | VE1 KVM SW |  | Small parts | KVM | ['FIT'] |  | 0 | Material
CA41534-V825 |  |  |  |  | ï½¼ï¾–ï½³ï½·ï½®ï¾€ï¾žï½¸ï½¼ï½® |  | Small parts | License | ['FIT'] |  | 0 | Material
CA41534-V830 |  |  |  |  | ï½¼ï¾–ï½³ï½·ï½®ï¾€ï¾žï½¸ï½¼ï½® |  | Small parts | License | ['FIT'] |  | 0 | Material
CA41534-W091 |  |  |  |  | ï½ºï½¸ï¾…ï½²ï¾‘ï½¹ï¾ï¾†ï½­ï½±ï¾™CD |  | Small parts | Manual | ['FIT'] |  | 0 | Material
CA41534-W227 |  |  |  |  | MANUAL EULA |  | Small parts | Manual | ['FIT'] |  | 0 | Material
CA41534-W619 |  |  |  |  | ï½¼ï½½ï¾ƒï¾‘DVD |  | Small parts | DVD | ['FIT'] |  | 0 | Material
CA41534-W620 |  |  |  |  | IPCOM ESXi SW |  | Small parts | Small parts | ['FIT'] |  | 0 | Material
CA41534-W621 |  |  |  |  | ï½¼ï¾–ï½³ï½·ï½®ï¾€ï¾žï½¸ï½¼ï½® |  | Small parts | License | ['FIT'] |  | 0 | Material
CA41534-W623 |  |  |  |  | ï½¼ï¾–ï½³ï½·ï½®ï¾€ï¾žï½¸ï½¼ï½® |  | Small parts | License | ['FIT'] |  | 0 | Material
CA41534-W663 |  |  |  |  | RHEL7.5 Intel64 |  | Small parts | Software | ['FIT'] |  | 0 | Material
CA41534-W813 |  |  |  |  | ï½¼ï½½ï¾ƒï¾‘DVD |  | Small parts | DVD | ['FIT'] |  | 0 | Material
CA41534-W906 |  |  |  |  | IM SVR Lic.V2 |  | Small parts | Small parts | ['FIT'] |  | 0 | Material
CA41534-W907 |  |  |  |  | IM 1nd Lic.V2 |  | Small parts | Small parts | ['FIT'] |  | 0 | Material
CA41534-W908 |  |  |  |  | IM 5nd Lic.V2 |  | Small parts | Small parts | ['FIT'] |  | 0 | Material
CA41534-W909 |  |  |  |  | IM 10nd Lic.V2 |  | Small parts | Small parts | ['FIT'] |  | 0 | Material
CA41534-W910 |  |  |  |  | IM 20nd Lic.V2 |  | Small parts | Small parts | ['FIT'] |  | 0 | Material
CA41534-W911 |  |  |  |  | IM 100nd Lic.V2 |  | Small parts | Small parts | ['FIT'] |  | 0 | Material
CA41534-W967 |  |  |  |  | IM PFX Svr.V2 |  | Small parts | Small parts | ['FIT'] |  | 0 | Material
CA41534-W968 |  |  |  |  | IM PFX 1nd.V2 |  | Small parts | Small parts | ['FIT'] |  | 0 | Material
CA41534-W969 |  |  |  |  | IM PFX 5nd.V2 |  | Small parts | Small parts | ['FIT'] |  | 0 | Material
CA41534-W970 |  |  |  |  | IM PFX 10nd.V2 |  | Small parts | Small parts | ['FIT'] |  | 0 | Material
CA41534-W971 |  |  |  |  | IM PFX 50nd.V2 |  | Small parts | Small parts | ['FIT'] |  | 0 | Material
CA41534-Z202 |  |  |  |  | COA |  | Small parts | Label | ['FIT'] |  | 0 | Material
CA41534-Z398 |  |  |  |  | COA |  | Small parts | Label | ['FIT'] |  | 0 | Material
CA41534-Z402 |  |  |  |  | SQL2019 COADVDj |  | Small parts | Label | ['FIT'] |  | 0 | Material
CA41534-Z403 |  |  |  |  | SQL2019 4cC&D j |  | Small parts | Software | ['FIT'] |  | 0 | Material
CA41534-Z404 |  |  |  |  | SQL2019 2cCARDj |  | Small parts | Software | ['FIT'] |  | 0 | Material
CA41534-Z406 |  |  |  |  | SQL2019 1D CALj |  | Small parts | Software | ['FIT'] |  | 0 | Material
CA41534-Z410 |  |  |  |  | SQL2019 10DCALj |  | Small parts | Software | ['FIT'] |  | 0 | Material
CA41534-Z415 |  |  |  |  | SQL2019 1D CALe |  | Small parts | Software | ['FIT'] |  | 0 | Material
CA41534-Z427 |  |  |  |  | COA |  | Small parts | Label | ['FIT'] |  | 0 | Material
CA41534-Z429 |  |  |  |  | COA |  | Small parts | Label | ['FIT'] |  | 0 | Material
CA41534-Z431 |  |  |  |  | COA |  | Small parts | Label | ['FIT'] |  | 0 | Material
CA41534-Z432 |  |  |  |  | COA |  | Small parts | Label | ['FIT'] |  | 0 | Material
CA41534-Z434 |  |  |  |  | COA |  | Small parts | Label | ['FIT'] |  | 0 | Material
CA41534-Z435 |  |  |  |  | COA |  | Small parts | Label | ['FIT'] |  | 0 | Material
CA41534-Z437 |  |  |  |  | COA |  | Small parts | Label | ['FIT'] |  | 0 | Material
CA41534-Z441 |  |  |  |  | COA |  | Small parts | Label | ['FIT'] |  | 0 | Material
CA41534-Z442 |  |  |  |  | COA |  | Small parts | Label | ['FIT'] |  | 0 | Material
CA41534-Z443 |  |  |  |  | COA |  | Small parts | Label | ['FIT'] |  | 0 | Material
CA41534-Z444 |  |  |  |  | COA |  | Small parts | Label | ['FIT'] |  | 0 | Material
CA41534-Z445 |  |  |  |  | COA |  | Small parts | Label | ['FIT'] |  | 0 | Material
CA41534-Z446 |  |  |  |  | COA |  | Small parts | Label | ['FIT'] |  | 0 | Material
CA41534-Z447 |  |  |  |  | COA |  | Small parts | Label | ['FIT'] |  | 0 | Material
CA41534-Z448 |  |  |  |  | COA |  | Small parts | Label | ['FIT'] |  | 0 | Material
CA41534-Z449 |  |  |  |  | COA |  | Small parts | Label | ['FIT'] |  | 0 | Material
CA41534-Z450 |  |  |  |  | COA |  | Small parts | Label | ['FIT'] |  | 0 | Material
CA41534-Z451 |  |  |  |  | COA |  | Small parts | Label | ['FIT'] |  | 0 | Material
CA41534-Z452 |  |  |  |  | COA |  | Small parts | Label | ['FIT'] |  | 0 | Material
CA41534-Z453 |  |  |  |  | COA |  | Small parts | Label | ['FIT'] |  | 0 | Material
CA41534-Z454 |  |  |  |  | COA |  | Small parts | Label | ['FIT'] |  | 0 | Material
CA41534-Z455 |  |  |  |  | COA |  | Small parts | Label | ['FIT'] |  | 0 | Material
CA41534-Z456 |  |  |  |  | COA |  | Small parts | Label | ['FIT'] |  | 0 | Material
CA41534-Z457 |  |  |  |  | COA |  | Small parts | Label | ['FIT'] |  | 0 | Material
CA41534-Z458 |  |  |  |  | COA |  | Small parts | Label | ['FIT'] |  | 0 | Material
CA41534-Z459 |  |  |  |  | COA |  | Small parts | Label | ['FIT'] |  | 0 | Material
CA41534-Z461 |  |  |  |  | COA/EULA/DVD |  | Small parts | Label | ['FIT'] |  | 0 | Material
CA41534-Z462 |  |  |  |  | COA |  | Small parts | Label | ['FIT'] |  | 0 | Material
CA41534-Z464 |  |  |  |  | COA |  | Small parts | Label | ['FIT'] |  | 0 | Material
CA41534-Z468 |  |  |  |  | COA/EULA/DVD |  | Small parts | Label | ['FIT'] |  | 0 | Material
CA41534-Z472 |  |  |  |  | COA |  | Small parts | Label | ['FIT'] |  | 0 | Material
CA41534-Z478 |  |  |  |  | COA |  | Small parts | Label | ['FIT'] |  | 0 | Material
CA41534-Z479 |  |  |  |  | COA |  | Small parts | Label | ['FIT'] |  | 0 | Material
CA41534-Z488 |  |  |  |  | COA |  | Small parts | Label | ['FIT'] |  | 0 | Material
CA41534-Z524 |  |  |  |  | COA |  | Small parts | Label | ['FIT'] |  | 0 | Material
CA41534-Z526 |  |  |  |  | COA |  | Small parts | Label | ['FIT'] |  | 0 | Material
CA41534-Z529 |  |  |  |  | COA/DVD |  | Small parts | Label | ['FIT'] |  | 0 | Material
CA41534-Z532 |  |  |  |  | SQL2022 COADVDj |  | Small parts | Label | ['FIT'] |  | 0 | Material
CA41534-Z533 |  |  |  |  | SQL2022 4cC&D j |  | Small parts | Software | ['FIT'] |  | 0 | Material
CA41534-Z534 |  |  |  |  | SQL2022 2cCARDj |  | Small parts | Software | ['FIT'] |  | 0 | Material
CA41534-Z537 |  |  |  |  | SQL2022 1U CALj |  | Small parts | Software | ['FIT'] |  | 0 | Material
CA41534-Z538 |  |  |  |  | SQL2022 1D CALj |  | Small parts | Software | ['FIT'] |  | 0 | Material
CA41534-Z539 |  |  |  |  | SQL2022 5U CALj |  | Small parts | Software | ['FIT'] |  | 0 | Material
CA41534-Z540 |  |  |  |  | SQL2022 5D CALj |  | Small parts | Software | ['FIT'] |  | 0 | Material
CA41534-Z541 |  |  |  |  | SQL2022 10UCALj |  | Small parts | Software | ['FIT'] |  | 0 | Material
CA41534-Z542 |  |  |  |  | SQL2022 10DCALj |  | Small parts | Software | ['FIT'] |  | 0 | Material
CA41534-Z554 |  |  |  |  | COA |  | Small parts | Label | ['FIT'] |  | 0 | Material
CA41535-0018 |  |  |  |  | LTFSï½µï¾Œï¾Ÿï½¼ï½®ï¾(LT260) |  | Small parts | Small parts | ['FIT'] |  | 0 | Material
CA41535-0019 |  |  |  |  | LTFSï½µï¾Œï¾Ÿï½¼ï½®ï¾(LT20/40/60_S2) |  | Small parts | Small parts | ['FIT'] |  | 0 | Material
CA41535-0039 |  |  |  |  | RHEL6.10(x86) |  | Small parts | Small parts | ['FIT'] |  | 0 | Material
CA41535-0040 |  |  |  |  | RHEL6.10(Int.64 |  | Small parts | Small parts | ['FIT'] |  | 0 | Material
CA41535-0074 |  |  |  |  | ID PROM TOOL CD |  | Small parts | Software | ['FIT'] |  | 0 | Material
CA41535-0895 |  |  |  |  | ï½¼ï½½ï¾ƒï¾‘DVD |  | Small parts | DVD | ['FIT'] |  | 0 | Material
CA41535-0908 |  |  |  |  | SET |  | Small parts | Software | ['FIT'] |  | 0 | Material
CA41535-0909 |  |  |  |  | SET |  | Small parts | Software | ['FIT'] |  | 0 | Material
CA41535-0910 |  |  |  |  | KeyCard |  | Small parts | Software | ['FIT'] |  | 0 | Material
CA41535-0916 |  |  |  |  | P-Key |  | Small parts | Software | ['FIT'] |  | 0 | Material
CA41535-0917 |  |  |  |  | P-Key |  | Small parts | Software | ['FIT'] |  | 0 | Material
CA41535-0918 |  |  |  |  | IPCOM VA2 SW |  | Small parts | Small parts | ['FIT'] |  | 0 | Material
CA41535-0919 |  |  |  |  | IPCOM VA2 MAN |  | Small parts | Small parts | ['FIT'] |  | 0 | Material
CA41535-0926 |  |  |  |  | SET |  | Small parts | Software | ['FIT'] |  | 0 | Material
CA41535-0928 |  |  |  |  | P-Key |  | Small parts | Software | ['FIT'] |  | 0 | Material
CA41535-0974 |  |  |  |  | RHEL7.6 Intel64 |  | Small parts | Small parts | ['FIT'] |  | 0 | Material
CA41535-1172 |  |  |  |  | ï½¼ï¾–ï½³ï½·ï½®ï¾€ï¾žï½¸ï½¼ï½® |  | Small parts | License | ['FIT'] |  | 0 | Material
CA41535-1173 |  |  |  |  | ï½¼ï¾–ï½³ï½·ï½®ï¾€ï¾žï½¸ï½¼ï½® |  | Small parts | License | ['FIT'] |  | 0 | Material
CA41535-1176 |  |  |  |  | ï½¼ï¾–ï½³ï½·ï½®ï¾€ï¾žï½¸ï½¼ï½® |  | Small parts | License | ['FIT'] |  | 0 | Material
CA41535-1180 |  |  |  |  | ï½¼ï¾–ï½³ï½·ï½®ï¾€ï¾žï½¸ï½¼ï½® |  | Small parts | License | ['FIT'] |  | 0 | Material
CA41535-1181 |  |  |  |  | ï½¼ï¾–ï½³ï½·ï½®ï¾€ï¾žï½¸ï½¼ï½® |  | Small parts | License | ['FIT'] |  | 0 | Material
CA41535-1188 |  |  |  |  | ï½¼ï¾–ï½³ï½·ï½®ï¾€ï¾žï½¸ï½¼ï½® |  | Others | Others | ['FIT'] |  | 0 | Material
CA41535-1196 |  |  |  |  | ï½¼ï¾–ï½³ï½·ï½®ï¾€ï¾žï½¸ï½¼ï½® |  | Small parts | Small parts | ['FIT'] |  | 0 | Material
CA41535-1197 |  |  |  |  | ï½¼ï¾–ï½³ï½·ï½®ï¾€ï¾žï½¸ï½¼ï½® |  | Small parts | License | ['FIT'] |  | 0 | Material
CA41535-1203 |  |  |  |  | ï½¼ï¾–ï½³ï½·ï½®ï¾€ï¾žï½¸ï½¼ï½® |  | Others | Others | ['FIT'] |  | 0 | Material
CA41535-1204 |  |  |  |  | ï½¼ï¾–ï½³ï½·ï½®ï¾€ï¾žï½¸ï½¼ï½® |  | Small parts | License | ['FIT'] |  | 0 | Material
CA41535-1205 |  |  |  |  | ï½¼ï¾–ï½³ï½·ï½®ï¾€ï¾žï½¸ï½¼ï½® |  | Small parts | License | ['FIT'] |  | 0 | Material
CA41535-1211 |  |  |  |  | ï½¼ï¾–ï½³ï½·ï½®ï¾€ï¾žï½¸ï½¼ï½® |  | Small parts | License | ['FIT'] |  | 0 | Material
CA41535-1212 |  |  |  |  | ï½¼ï¾–ï½³ï½·ï½®ï¾€ï¾žï½¸ï½¼ï½® |  | Others | Others | ['FIT'] |  | 0 | Material
CA41535-1213 |  |  |  |  | ï½¼ï¾–ï½³ï½·ï½®ï¾€ï¾žï½¸ï½¼ï½® |  | Small parts | License | ['FIT'] |  | 0 | Material
CA41535-1220 |  |  |  |  | ï½¼ï¾–ï½³ï½·ï½®ï¾€ï¾žï½¸ï½¼ï½® |  | Small parts | License | ['FIT'] |  | 0 | Material
CA41535-1221 |  |  |  |  | ï½¼ï¾–ï½³ï½·ï½®ï¾€ï¾žï½¸ï½¼ï½® |  | Small parts | License | ['FIT'] |  | 0 | Material
CA41535-1222 |  |  |  |  | ï½¼ï¾–ï½³ï½·ï½®ï¾€ï¾žï½¸ï½¼ï½® |  | Small parts | License | ['FIT'] |  | 0 | Material
CA41535-1223 |  |  |  |  | ï½¼ï¾–ï½³ï½·ï½®ï¾€ï¾žï½¸ï½¼ï½® |  | Small parts | License | ['FIT'] |  | 0 | Material
CA41535-1227 |  |  |  |  | ï½¼ï¾–ï½³ï½·ï½®ï¾€ï¾žï½¸ï½¼ï½® |  | Others | Others | ['FIT'] |  | 0 | Material
CA41535-1228 |  |  |  |  | ï½¼ï¾–ï½³ï½·ï½®ï¾€ï¾žï½¸ï½¼ï½® |  | Others | Others | ['FIT'] |  | 0 | Material
CA41535-1229 |  |  |  |  | ï½¼ï¾–ï½³ï½·ï½®ï¾€ï¾žï½¸ï½¼ï½® |  | Others | Others | ['FIT'] |  | 0 | Material
CA41535-1236 |  |  |  |  | ï½¼ï¾–ï½³ï½·ï½®ï¾€ï¾žï½¸ï½¼ï½® |  | Small parts | License | ['FIT'] |  | 0 | Material
CA41535-1237 |  |  |  |  | ï½¼ï¾–ï½³ï½·ï½®ï¾€ï¾žï½¸ï½¼ï½® |  | Small parts | License | ['FIT'] |  | 0 | Material
CA41535-1240 |  |  |  |  | ï½¼ï¾–ï½³ï½·ï½®ï¾€ï¾žï½¸ï½¼ï½® |  | Others | Others | ['FIT'] |  | 0 | Material
CA41535-1241 |  |  |  |  | ï½¼ï¾–ï½³ï½·ï½®ï¾€ï¾žï½¸ï½¼ï½® |  | Small parts | License | ['FIT'] |  | 0 | Material
CA41535-1242 |  |  |  |  | ï½¼ï¾–ï½³ï½·ï½®ï¾€ï¾žï½¸ï½¼ï½® |  | Small parts | License | ['FIT'] |  | 0 | Material
CA41535-1246 |  |  |  |  | ï½¼ï¾–ï½³ï½·ï½®ï¾€ï¾žï½¸ï½¼ï½® |  | Small parts | License | ['FIT'] |  | 0 | Material
CA41535-1291 |  |  |  |  | ï½¼ï¾–ï½³ï½·ï½®ï¾€ï¾žï½¸ï½¼ï½® |  | Small parts | License | ['FIT'] |  | 0 | Material
CA41535-1302 |  |  |  |  | ï½¼ï¾–ï½³ï½·ï½®ï¾€ï¾žï½¸ï½¼ï½® |  | Others | Others | ['FIT'] |  | 0 | Material
CA41535-1463 |  |  |  |  | LTFSï½µï¾Œï¾Ÿï½¼ï½®ï¾(LT140) |  | Small parts | Small parts | ['FIT'] |  | 0 | Material
CA41535-1750 |  |  |  |  | SVS V13.19.01 |  | Small parts | Small parts | ['FIT'] |  | 0 | Material
CA41535-1751 |  |  |  |  | SVSmanV13.19.01 |  | Small parts | Small parts | ['FIT'] |  | 0 | Material
CA41535-1788 |  |  |  |  | ï½¼ï½½ï¾ƒï¾‘DVD |  | Small parts | DVD | ['FIT'] |  | 0 | Material
CA41535-1789 |  |  |  |  | ï½¼ï½½ï¾ƒï¾‘DVD |  | Small parts | DVD | ['FIT'] |  | 0 | Material
CA41535-1935 |  |  |  |  | DVD |  | Others | Others | ['FIT'] |  | 0 | Material
CA41535-1938 |  |  |  |  | DVD |  | Small parts | DVD | ['FIT'] |  | 0 | Material
CA41535-1942 |  |  |  |  | DVD |  | Small parts | DVD | ['FIT'] |  | 0 | Material
CA41535-1943 |  |  |  |  | DVD |  | Small parts | DVD | ['FIT'] |  | 0 | Material
CA41535-1944 |  |  |  |  | DVD |  | Small parts | DVD | ['FIT'] |  | 0 | Material
CA41535-1945 |  |  |  |  | DVD |  | Small parts | DVD | ['FIT'] |  | 0 | Material
CA41535-1946 |  |  |  |  | DVD |  | Small parts | DVD | ['FIT'] |  | 0 | Material
CA41535-2659 |  |  |  |  | RHEL8.0 Intel64 |  | Small parts | Small parts | ['FIT'] |  | 0 | Material
CA41535-2663 |  |  |  |  | DVD |  | Small parts | DVD | ['FIT'] |  | 0 | Material
CA41535-2664 |  |  |  |  | DVD |  | Small parts | DVD | ['FIT'] |  | 0 | Material
CA41535-2665 |  |  |  |  | DVD |  | Small parts | DVD | ['FIT'] |  | 0 | Material
CA41535-2667 |  |  |  |  | DVD |  | Small parts | DVD | ['FIT'] |  | 0 | Material
CA41535-2668 |  |  |  |  | DVD |  | Small parts | DVD | ['FIT'] |  | 0 | Material
CA41535-2669 |  |  |  |  | DVD |  | Small parts | DVD | ['FIT'] |  | 0 | Material
CA41535-2670 |  |  |  |  | DVD |  | Small parts | DVD | ['FIT'] |  | 0 | Material
CA41535-2807 |  |  |  |  | DVD |  | Small parts | DVD | ['FIT'] |  | 0 | Material
CA41535-2814 |  |  |  |  | SVS V13.19.07 |  | Small parts | Small parts | ['FIT'] |  | 0 | Material
CA41535-2815 |  |  |  |  | SVSmanV13.19.07 |  | Small parts | Small parts | ['FIT'] |  | 0 | Material
CA41535-2848 |  |  |  |  | ï½¼ï½½ï¾ƒï¾‘DVD |  | Small parts | DVD | ['FIT'] |  | 0 | Material
CA41535-2984 |  |  |  |  | ESF MEDIA KIT |  | Small parts | Small parts | ['FIT'] |  | 0 | Material
CA41535-2986 |  |  |  |  | ESF MEDIA KIT |  | Small parts | Small parts | ['FIT'] |  | 0 | Material
CA41535-3049 |  |  |  |  | RHEL7.7(Intel64 |  | Small parts | Small parts | ['FIT'] |  | 0 | Material
CA41535-3091 |  |  |  |  | RecoveryDVD |  | Small parts | DVD | ['FIT'] |  | 0 | Material
CA41535-3247 |  |  |  |  | ESF MEDIA KIT |  | Small parts | Small parts | ['FIT'] |  | 0 | Material
CA41535-3268 |  |  |  |  | FOS V8.2.1C DVD |  | Small parts | DVD | ['FIT'] |  | 0 | Material
CA41535-3269 |  |  |  |  | vSAN6Std5y6CPU |  | Small parts | Small parts | ['FIT'] |  | 0 | Material
CA41535-3452 | 10602781811 | CA41535-3452 |  | CA41535-3452 | SERVRVIEWSUITE | 50 | Software | Software | ['FIT' 'WST'] | KABE | 0 | Material
CA41535-3455 |  |  |  |  | SVSmanV13.19.12 |  | Small parts | Small parts | ['FIT'] |  | 0 | Material
CA41535-3467 |  |  |  |  | RHEL8.1(Intel64 |  | Small parts | Small parts | ['FIT'] |  | 0 | Material
CA41535-3653 |  |  |  |  | SQL2017 DVD j |  | Small parts | Software | ['FIT'] |  | 0 | Material
CA41535-3654 |  |  |  |  | SQL2017 DVD e |  | Small parts | Software | ['FIT'] |  | 0 | Material
CA41535-3712 |  |  |  |  | ï½¼ï½½ï¾ƒï¾‘DVD |  | Small parts | DVD | ['FIT'] |  | 0 | Material
CA41535-3845 |  |  |  |  | ï½¼ï½½ï¾ƒï¾‘DVD |  | Small parts | DVD | ['FIT'] |  | 0 | Material
CA41535-3846 |  |  |  |  | ï½¼ï½½ï¾ƒï¾‘DVD |  | Small parts | DVD | ['FIT'] |  | 0 | Material
CA41535-3885-LOE | 2012821541 |  |  | CA41535-3885-LOE | ETERNUS SF MEDIA KIT EMEIA |  |  |  | ['WST'] |  | 3 | no material
CA41535-3886 | 10602756334 | CA41535-3886 | CA41535-3886 |  | ETERNUS SF MEDIA KIT FOR AF250 S3EMEIA | 80 | Software | Software | ['MW'] | KABE | 0 | Material
CA41535-3892 |  |  |  |  | ï½¼ï½½ï¾ƒï¾‘DVD |  | Small parts | DVD | ['FIT'] |  | 0 | Material
CA41535-3967 |  |  |  |  | SVS V13.20.06 |  | Small parts | Small parts | ['FIT'] |  | 0 | Material
CA41535-3968 |  |  |  |  | SVSmanV13.20.06 |  | Small parts | Small parts | ['FIT'] |  | 0 | Material
CA41535-3975 |  |  |  |  | Office Per 2019 |  | Small parts | Small parts | ['FIT'] |  | 0 | Material
CA41535-3976 |  |  |  |  | RHEL7.8(Intel64 |  | Small parts | Small parts | ['FIT'] |  | 0 | Material
CA41535-4189 |  |  |  |  | VMw vSph7Std5y |  | Small parts | Small parts | ['FIT'] |  | 0 | Material
CA41535-4190 |  |  |  |  | VMw vSph7Ent5y |  | Small parts | Small parts | ['FIT'] |  | 0 | Material
CA41535-4191 |  |  |  |  | VMw vCen7Std5y |  | Small parts | Small parts | ['FIT'] |  | 0 | Material
CA41535-4192 |  |  |  |  | VMw vSAN7Std5y |  | Small parts | Small parts | ['FIT'] |  | 0 | Material
CA41535-4193 |  |  |  |  | VMw vSAN7Adv5y |  | Small parts | Small parts | ['FIT'] |  | 0 | Material
CA41535-4199 |  |  |  |  | RHEL8.2(Intel64 |  | Small parts | Small parts | ['FIT'] |  | 0 | Material
CA41535-4341 |  |  |  |  | DVD(SNAP CEN.1) |  | Small parts | DVD | ['FIT'] |  | 0 | Material
CA41535-4342 |  |  |  |  | DVD(SNAP CEN.2) |  | Small parts | DVD | ['FIT'] |  | 0 | Material
CA41535-4343 |  |  |  |  | DVD(ACTIVE IQ) |  | Small parts | DVD | ['FIT'] |  | 0 | Material
CA41535-4344 |  |  |  |  | DVD(VSC) |  | Small parts | DVD | ['FIT'] |  | 0 | Material
CA41535-4345 |  |  |  |  | DVD(ONTAP TOOL) |  | Small parts | DVD | ['FIT'] |  | 0 | Material
CA41535-4346 |  |  |  |  | DVD(COM TOOL) |  | Small parts | DVD | ['FIT'] |  | 0 | Material
CA41535-4347 |  |  |  |  | DVD(SANTRICITY) |  | Small parts | DVD | ['FIT'] |  | 0 | Material
CA41535-4350 |  |  |  |  | DVD(UNIFIEDMGR) |  | Small parts | DVD | ['FIT'] |  | 0 | Material
CA41535-4607 |  |  |  |  | RHEL7.9(Intel64 |  | Small parts | Small parts | ['FIT'] |  | 0 | Material
CA41535-4620 |  |  |  |  | iRMC advanced p |  | Small parts | Small parts | ['FIT'] |  | 0 | Material
CA41535-4621 |  |  |  |  | eLCM Activation |  | Small parts | Small parts | ['FIT'] |  | 0 | Material
CA41535-4731 |  |  |  |  | ï½¼ï¾–ï½³ï½·ï½®ï¾€ï¾žï½¸ï½¼ï½® |  | Small parts | License | ['FIT'] |  | 0 | Material
CA41535-4732 |  |  |  |  | ï½¼ï¾–ï½³ï½·ï½®ï¾€ï¾žï½¸ï½¼ï½® |  | Small parts | License | ['FIT'] |  | 0 | Material
CA41535-4733 |  |  |  |  | ï½¼ï¾–ï½³ï½·ï½®ï¾€ï¾žï½¸ï½¼ï½® |  | Small parts | License | ['FIT'] |  | 0 | Material
CA41535-4734 |  |  |  |  | ï½¼ï¾–ï½³ï½·ï½®ï¾€ï¾žï½¸ï½¼ï½® |  | Small parts | License | ['FIT'] |  | 0 | Material
CA41535-4735 |  |  |  |  | ï½¼ï¾–ï½³ï½·ï½®ï¾€ï¾žï½¸ï½¼ï½® |  | Small parts | License | ['FIT'] |  | 0 | Material
CA41535-4736 |  |  |  |  | ï½¼ï¾–ï½³ï½·ï½®ï¾€ï¾žï½¸ï½¼ï½® |  | Small parts | License | ['FIT'] |  | 0 | Material
CA41535-4737 |  |  |  |  | ï½¼ï¾–ï½³ï½·ï½®ï¾€ï¾žï½¸ï½¼ï½® |  | Small parts | License | ['FIT'] |  | 0 | Material
CA41535-4738 |  |  |  |  | ï½¼ï¾–ï½³ï½·ï½®ï¾€ï¾žï½¸ï½¼ï½® |  | Small parts | License | ['FIT'] |  | 0 | Material
CA41535-4739 |  |  |  |  | ï½¼ï¾–ï½³ï½·ï½®ï¾€ï¾žï½¸ï½¼ï½® |  | Small parts | License | ['FIT'] |  | 0 | Material
CA41535-4740 |  |  |  |  | ï½¼ï¾–ï½³ï½·ï½®ï¾€ï¾žï½¸ï½¼ï½® |  | Small parts | License | ['FIT'] |  | 0 | Material
CA41535-4741 |  |  |  |  | ï½¼ï¾–ï½³ï½·ï½®ï¾€ï¾žï½¸ï½¼ï½® |  | Small parts | License | ['FIT'] |  | 0 | Material
CA41535-4742 |  |  |  |  | ï½¼ï¾–ï½³ï½·ï½®ï¾€ï¾žï½¸ï½¼ï½® |  | Small parts | License | ['FIT'] |  | 0 | Material
CA41535-4743 |  |  |  |  | ï½¼ï¾–ï½³ï½·ï½®ï¾€ï¾žï½¸ï½¼ï½® |  | Small parts | License | ['FIT'] |  | 0 | Material
CA41535-4744 |  |  |  |  | ï½¼ï¾–ï½³ï½·ï½®ï¾€ï¾žï½¸ï½¼ï½® |  | Small parts | License | ['FIT'] |  | 0 | Material
CA41535-4745 |  |  |  |  | ï½¼ï¾–ï½³ï½·ï½®ï¾€ï¾žï½¸ï½¼ï½® |  | Small parts | License | ['FIT'] |  | 0 | Material
CA41535-4746 |  |  |  |  | ï½¼ï¾–ï½³ï½·ï½®ï¾€ï¾žï½¸ï½¼ï½® |  | Small parts | License | ['FIT'] |  | 0 | Material
CA41535-4747 |  |  |  |  | ï½¼ï¾–ï½³ï½·ï½®ï¾€ï¾žï½¸ï½¼ï½® |  | Small parts | License | ['FIT'] |  | 0 | Material
CA41535-4748 |  |  |  |  | ï½¼ï¾–ï½³ï½·ï½®ï¾€ï¾žï½¸ï½¼ï½® |  | Small parts | License | ['FIT'] |  | 0 | Material
CA41535-4749 |  |  |  |  | ï½¼ï¾–ï½³ï½·ï½®ï¾€ï¾žï½¸ï½¼ï½® |  | Small parts | License | ['FIT'] |  | 0 | Material
CA41535-4750 |  |  |  |  | ï½¼ï¾–ï½³ï½·ï½®ï¾€ï¾žï½¸ï½¼ï½® |  | Small parts | License | ['FIT'] |  | 0 | Material
CA41535-4751 |  |  |  |  | ï½¼ï¾–ï½³ï½·ï½®ï¾€ï¾žï½¸ï½¼ï½® |  | Small parts | License | ['FIT'] |  | 0 | Material
CA41535-4752 |  |  |  |  | ï½¼ï¾–ï½³ï½·ï½®ï¾€ï¾žï½¸ï½¼ï½® |  | Small parts | License | ['FIT'] |  | 0 | Material
CA41535-4753 |  |  |  |  | ï½¼ï¾–ï½³ï½·ï½®ï¾€ï¾žï½¸ï½¼ï½® |  | Small parts | License | ['FIT'] |  | 0 | Material
CA41535-4754 |  |  |  |  | ï½¼ï¾–ï½³ï½·ï½®ï¾€ï¾žï½¸ï½¼ï½® |  | Small parts | License | ['FIT'] |  | 0 | Material
CA41535-5153 |  |  |  |  | SNAPC 4.4 V1 |  | Small parts | Small parts | ['FIT'] |  | 0 | Material
CA41535-5154 |  |  |  |  | SNAPC 4.4 V2 |  | Small parts | Small parts | ['FIT'] |  | 0 | Material
CA41535-5155 |  |  |  |  | ACTIVE IQ 9.8 |  | Small parts | Small parts | ['FIT'] |  | 0 | Material
CA41535-5156 |  |  |  |  | TOOLS |  | Small parts | Small parts | ['FIT'] |  | 0 | Material
CA41535-5157 |  |  |  |  | SOFTWARE 9.8 |  | Small parts | Software | ['FIT'] |  | 0 | Material
CA41535-5158 |  |  |  |  | TOOL |  | Small parts | Small parts | ['FIT'] |  | 0 | Material
CA41535-5159 |  |  |  |  | SYSTEM DISK |  | Small parts | Small parts | ['FIT'] |  | 0 | Material
CA41535-5160 |  |  |  |  | SOFTWARE |  | Small parts | Software | ['FIT'] |  | 0 | Material
CA41535-5326 |  |  |  |  | ï½¼ï½½ï¾ƒï¾‘DVD |  | Small parts | DVD | ['FIT'] |  | 0 | Material
CA41535-5380 |  |  |  |  | SVS V13.21.02 |  | Small parts | Small parts | ['FIT'] |  | 0 | Material
CA41535-5493 |  |  |  |  | Juniper DVD |  | Small parts | DVD | ['FIT'] |  | 0 | Material
CA41535-5609 |  |  |  |  | SVS V13.21.04 |  | Small parts | Small parts | ['FIT'] |  | 0 | Material
CA41535-5610 |  |  |  |  | SVSmanV13.21.04 |  | Small parts | Small parts | ['FIT'] |  | 0 | Material
CA41535-5620 |  |  |  |  | VMw vSAN7 Std5y |  | Small parts | Small parts | ['FIT'] |  | 0 | Material
CA41535-5621 |  |  |  |  | VMw vSAN7 Adv5y |  | Small parts | Small parts | ['FIT'] |  | 0 | Material
CA41535-5627 |  |  |  |  | IPCOM FX1 SW |  | Small parts | Small parts | ['FIT'] |  | 0 | Material
CA41535-5669 |  |  |  |  | SVS V13.21.06 |  | Small parts | Small parts | ['FIT'] |  | 0 | Material
CA41535-5670 |  |  |  |  | SVSmanV13.21.06 |  | Small parts | Small parts | ['FIT'] |  | 0 | Material
CA41535-5698 |  |  |  |  | ï½¼ï½½ï¾ƒï¾‘DVD |  | Small parts | DVD | ['FIT'] |  | 0 | Material
CA41535-5834 |  |  |  |  | IM PFX hyp.V2.7 |  | Small parts | Software | ['FIT'] |  | 0 | Material
CA41535-5955 |  |  |  |  | ï½¼ï½½ï¾ƒï¾‘DVD |  | Small parts | DVD | ['FIT'] |  | 0 | Material
CA41535-5956 |  |  |  |  | ï½¼ï½½ï¾ƒï¾‘DVD |  | Small parts | DVD | ['FIT'] |  | 0 | Material
CA41535-5991 |  |  |  |  | ï½¼ï¾–ï½³ï½·ï½®ï¾€ï¾žï½¸ï½¼ï½® |  | Small parts | License | ['FIT'] |  | 0 | Material
CA41535-5999 |  |  |  |  | ï½¼ï¾–ï½³ï½·ï½®ï¾€ï¾žï½¸ï½¼ï½® |  | Others | Others | ['FIT'] |  | 0 | Material
CA41535-6407 |  |  |  |  | ESF MEDIA KIT |  | Small parts | Small parts | ['FIT'] |  | 0 | Material
CA41535-6411 |  |  |  |  | ESF MEDIA KIT |  | Small parts | Small parts | ['FIT'] |  | 0 | Material
CA41535-6415 | 10603132434 | CA41535-6415 | CA41535-6415 | CA41535-6415 | ESF V16.9 HMT AF150S3 DX1/200S5 EMEIA | 50 | Software | Software | ['MW' 'WST'] | KABE | 0 | Material
CA41535-6416 | 10603132435 | CA41535-6416 | CA41535-6416 | CA41535-6416 | ESF V16.9 HIGHER MEDIA KIT AF250S3 EMEIA | 50 | Software | Software | ['MW' 'WST'] | KABE | 0 | Material
CA41535-6418 | 10603132436 | CA41535-6418 | CA41535-6418 |  | ESF V16.9 HIGHER MEDIA KIT DX60S5 EMEIA | 80 | Software | Software | ['MW' 'WST'] | KABE | 0 | Material
CA41535-6440 |  |  |  |  | SNAPCENTER(R) |  | Small parts | Small parts | ['FIT'] |  | 0 | Material
CA41535-6441 |  |  |  |  | SNAPCENTER(R) |  | Small parts | Small parts | ['FIT'] |  | 0 | Material
CA41535-6442 |  |  |  |  | ACTIVE IQ(R) |  | Small parts | Small parts | ['FIT'] |  | 0 | Material
CA41535-6444 |  |  |  |  | SOFTWARE |  | Small parts | Software | ['FIT'] |  | 0 | Material
CA41535-6445 |  |  |  |  | TOOL |  | Small parts | Small parts | ['FIT'] |  | 0 | Material
CA41535-6472 |  |  |  |  | SYSTEM DISK |  | Small parts | Small parts | ['FIT'] |  | 0 | Material
CA41535-6473 |  |  |  |  | SOFTWARE |  | Small parts | Software | ['FIT'] |  | 0 | Material
CA41535-6618 |  |  |  |  | Juniper DVD |  | Small parts | DVD | ['FIT'] |  | 0 | Material
CA41535-6625 |  |  |  |  | RecoveryDVD |  | Small parts | DVD | ['FIT'] |  | 0 | Material
CA41535-6629 |  |  |  |  | RecoveryDVD sby |  | Small parts | DVD | ['FIT'] |  | 0 | Material
CA41535-6631 |  |  |  |  | Manual CD |  | Small parts | Manual | ['FIT'] |  | 0 | Material
CA41535-6637 |  |  |  |  | SVS V13.21.09 |  | Small parts | Small parts | ['FIT'] |  | 0 | Material
CA41535-6638 |  |  |  |  | SVSmanV13.21.09 |  | Small parts | Small parts | ['FIT'] |  | 0 | Material
CA41535-6743 |  |  |  |  | DVD WS2019S JP |  | Small parts | DVD | ['FIT'] |  | 0 | Material
CA41535-6744 |  |  |  |  | KeyCard |  | Others | Others | ['FIT'] |  | 0 | Material
CA41535-6747 |  |  |  |  | SET |  | Others | Others | ['FIT'] |  | 0 | Material
CA41535-6748 |  |  |  |  | SET |  | Others | Others | ['FIT'] |  | 0 | Material
CA41535-6754 |  |  |  |  | KeyCard |  | Others | Others | ['FIT'] |  | 0 | Material
CA41535-6755 |  |  |  |  | DVD |  | Others | Others | ['FIT'] |  | 0 | Material
CA41535-6756 |  |  |  |  | KeyCard |  | Others | Others | ['FIT'] |  | 0 | Material
CA41535-6757 |  |  |  |  | DVD |  | Others | Others | ['FIT'] |  | 0 | Material
CA41535-6759 |  |  |  |  | DVD |  | Others | Others | ['FIT'] |  | 0 | Material
CA41535-6760 |  |  |  |  | DVD WS2019S ENG |  | Small parts | DVD | ['FIT'] |  | 0 | Material
CA41535-6762 |  |  |  |  | DVD WS2019D ENG |  | Small parts | DVD | ['FIT'] |  | 0 | Material
CA41535-6763 |  |  |  |  | DVD |  | Others | Others | ['FIT'] |  | 0 | Material
CA41535-6764 |  |  |  |  | DVD WS2019E ENG |  | Small parts | DVD | ['FIT'] |  | 0 | Material
CA41535-6765 |  |  |  |  | DVD |  | Others | Others | ['FIT'] |  | 0 | Material
CA41535-6776 |  |  |  |  | DVD |  | Small parts | DVD | ['FIT'] |  | 0 | Material
CA41535-6778 |  |  |  |  | SET |  | Others | Others | ['FIT'] |  | 0 | Material
CA41535-6779 |  |  |  |  | P-Key |  | Others | Others | ['FIT'] |  | 0 | Material
CA41535-6780 |  |  |  |  | DVD |  | Others | Others | ['FIT'] |  | 0 | Material
CA41535-6781 |  |  |  |  | DVD |  | Others | Others | ['FIT'] |  | 0 | Material
CA41535-6782 |  |  |  |  | DVD WS2019D JP |  | Small parts | DVD | ['FIT'] |  | 0 | Material
CA41535-6783 |  |  |  |  | DVD WS2019E JP |  | Small parts | DVD | ['FIT'] |  | 0 | Material
CA41535-6786 |  |  |  |  | DVD |  | Others | Others | ['FIT'] |  | 0 | Material
CA41535-6787 |  |  |  |  | DVD |  | Others | Others | ['FIT'] |  | 0 | Material
CA41535-6879 |  |  |  |  | DVD |  | Small parts | DVD | ['FIT'] |  | 0 | Material
CA41535-6881 |  |  |  |  | DVD |  | Small parts | DVD | ['FIT'] |  | 0 | Material
CA41535-6898 |  |  |  |  | DVD |  | Others | Others | ['FIT'] |  | 0 | Material
CA41535-6899 |  |  |  |  | DVD |  | Others | Others | ['FIT'] |  | 0 | Material
CA41535-6900 |  |  |  |  | DVD |  | Others | Others | ['FIT'] |  | 0 | Material
CA41535-7062 |  |  |  |  | ï½¼ï½½ï¾ƒï¾‘DVD(9.9.1) |  | Small parts | DVD | ['FIT'] |  | 0 | Material
CA41535-7108 |  |  |  |  | ï½¼ï½½ï¾ƒï¾‘DVD |  | Small parts | DVD | ['FIT'] |  | 0 | Material
CA41535-7109 |  |  |  |  | ï½¼ï½½ï¾ƒï¾‘DVD |  | Small parts | DVD | ['FIT'] |  | 0 | Material
CA41535-7297 |  |  |  |  | SVS V14.21.11 |  | Small parts | Small parts | ['FIT'] |  | 0 | Material
CA41535-7855 |  |  |  |  | SNAPCENTER(R) |  | Small parts | Small parts | ['FIT'] |  | 0 | Material
CA41535-7856 |  |  |  |  | SNAPCENTER(R) |  | Small parts | Small parts | ['FIT'] |  | 0 | Material
CA41535-7857 |  |  |  |  | ACTIVE IQ(R) |  | Small parts | Small parts | ['FIT'] |  | 0 | Material
CA41535-7858 |  |  |  |  | ONTAP TOOLS |  | Small parts | Small parts | ['FIT'] |  | 0 | Material
CA41535-7859 |  |  |  |  | SOFTWARE |  | Small parts | Software | ['FIT'] |  | 0 | Material
CA41535-7860 |  |  |  |  | TOOL |  | Small parts | Small parts | ['FIT'] |  | 0 | Material
CA41535-7916 |  |  |  |  | ZBIS3 Software |  | Small parts | Software | ['FIT'] |  | 0 | Material
CA41535-7917 |  |  |  |  | ï½¼ï¾–ï½³ï½·ï½®ï¾€ï¾žï½¸ï½¼ï½® |  | Others | License | ['FIT'] |  | 0 | Material
CA41535-8183 |  |  |  |  | ï½¼ï½½ï¾ƒï¾‘DVD |  | Small parts | DVD | ['FIT'] |  | 0 | Material
CA41535-8184 |  |  |  |  | ï½¼ï½½ï¾ƒï¾‘DVD |  | Small parts | DVD | ['FIT'] |  | 0 | Material
CA41535-8185 |  |  |  |  | ï½¼ï½½ï¾ƒï¾‘DVD |  | Small parts | DVD | ['FIT'] |  | 0 | Material
CA41535-8193 |  |  |  |  | SVS V14.22.03 |  | Software | Software | ['FIT'] |  | 0 | Material
CA41535-8194 |  |  |  |  | SVSmanV14.22.03 |  | Others | Others | ['FIT'] |  | 0 | Material
CA41535-8227 |  |  |  |  | RH EXT 2C1G3Y |  | Others | Others | ['FIT'] |  | 0 | Material
CA41535-8228 |  |  |  |  | RH EXT 2C4G3Y |  | Others | Others | ['FIT'] |  | 0 | Material
CA41535-8229 |  |  |  |  | RH VDCe2CGUGO3 |  | Others | Others | ['FIT'] |  | 0 | Material
CA41535-8230 |  |  |  |  | RH EXT 2GGO3Y |  | Others | Others | ['FIT'] |  | 0 | Material
CA41535-8286 |  |  |  |  | DVD |  | Others | Others | ['FIT'] |  | 0 | Material
CA41535-8287 |  |  |  |  | DVD |  | Others | Others | ['FIT'] |  | 0 | Material
CA41535-8288 |  |  |  |  | DVD |  | Others | Others | ['FIT'] |  | 0 | Material
CA41535-8289 |  |  |  |  | DVD WS2022D ENG |  | Others | Others | ['FIT'] |  | 0 | Material
CA41535-8290 |  |  |  |  | DVD WS2022S ENG |  | Others | Others | ['FIT'] |  | 0 | Material
CA41535-8291 |  |  |  |  | DVD WS2022E ENG |  | Others | Others | ['FIT'] |  | 0 | Material
CA41535-8339 |  |  |  |  | DVD |  | Others | Others | ['FIT'] |  | 0 | Material
CA41535-8528 |  |  |  |  | SVS V14.22.04 |  | Software | Software | ['FIT'] |  | 0 | Material
CA41535-8569 |  |  |  |  | DVD |  | Others | Others | ['FIT'] |  | 0 | Material
CA41535-8570 |  |  |  |  | DVD |  | Others | Others | ['FIT'] |  | 0 | Material
CA41535-8571 |  |  |  |  | IPCOM FX1 SW |  | Others | Others | ['FIT'] |  | 0 | Material
CA41535-8572 |  |  |  |  | DVD |  | Others | Others | ['FIT'] |  | 0 | Material
CA41535-8648 |  |  |  |  | SVS V14.22.07 |  | Software | Software | ['FIT'] |  | 0 | Material
CA41535-8649 |  |  |  |  | SVSmanV14.22.07 |  | Others | Others | ['FIT'] |  | 0 | Material
CA41535-8652 |  |  |  |  | ï½¼ï¾ï½¾ï½²ï½¼ï½® |  | Others | Others | ['FIT'] |  | 0 | Material
CA41535-8653 |  |  |  |  | ï½¼ï¾ï½¾ï½²ï½¼ï½® |  | Others | Others | ['FIT'] |  | 0 | Material
CA41535-8704 |  |  |  |  | DISK 9.7P19NDAR |  | Small parts | Small parts | ['FIT'] |  | 0 | Material
CA41535-8755 |  |  |  |  | SNAPC 4.7 VOL.1 |  | Small parts | Small parts | ['FIT'] |  | 0 | Material
CA41535-8756 |  |  |  |  | SNAPC 4.7 VOL.2 |  | Small parts | Small parts | ['FIT'] |  | 0 | Material
CA41535-8757 |  |  |  |  | ACTIVE IQ 9.11 |  | Small parts | Small parts | ['FIT'] |  | 0 | Material
CA41535-8758 |  |  |  |  | ONTAP TOOL 9.1 |  | Small parts | Small parts | ['FIT'] |  | 0 | Material
CA41535-8759 |  |  |  |  | SOFTWARE 9.11.1 |  | Small parts | Software | ['FIT'] |  | 0 | Material
CA41535-8760 |  |  |  |  | TOOL |  | Small parts | Small parts | ['FIT'] |  | 0 | Material
CA41535-8768 | 10603319137 | CA41535-8768 |  |  | SVS 14.22.08 | 50 | Software | Software | ['FIT'] | KABE | 0 | Material
CA41535-8842 |  |  |  |  | IM media Pack |  | Others | Others | ['FIT'] |  | 0 | Material
CA41535-8843 |  |  |  |  | IM media HypV |  | Others | Others | ['FIT'] |  | 0 | Material
CA41535-8844 |  |  |  |  | IM PFX ESX.V2.8 |  | Others | Others | ['FIT'] |  | 0 | Material
CA41535-8846 |  |  |  |  | IM KVM media |  | Others | Others | ['FIT'] |  | 0 | Material
CA41535-9109 |  |  |  |  | ï½¼ï½½ï¾ƒï¾‘DVD_9.11.1 D002 |  | Small parts | DVD | ['FIT'] |  | 0 | Material
CA41535-9111 |  |  |  |  | ï½¼ï½½ï¾ƒï¾‘DVD 9.11 |  | Small parts | DVD | ['FIT'] |  | 0 | Material
CA41535-9112 |  |  |  |  | ï½¼ï½½ï¾ƒï¾‘DVD 4.7 |  | Small parts | DVD | ['FIT'] |  | 0 | Material
CA41535-9127 |  |  |  |  | TOOL |  | Small parts | Small parts | ['FIT'] |  | 0 | Material
CA41535-9148 |  |  |  |  | SVS V14.22.12 |  | Software | Software | ['FIT'] |  | 0 | Material
CA41535-9157 |  |  |  |  | VMw vSph8 Ent5y |  | Others | Others | ['FIT'] |  | 0 | Material
CA41535-9158 |  |  |  |  | VMw vSph8 Std5y |  | Others | Others | ['FIT'] |  | 0 | Material
CA41535-9159 |  |  |  |  | VMw vCen8 Std5y |  | Others | Others | ['FIT'] |  | 0 | Material
CA41535-9160 |  |  |  |  | VMw vSAN8 Adv5y |  | Others | Others | ['FIT'] |  | 0 | Material
CA41535-9161 |  |  |  |  | VMw vSAN8 Std5y |  | Others | Others | ['FIT'] |  | 0 | Material
CA41535-9554 |  |  |  |  | VE2 Software |  | Small parts | Small parts | ['FIT'] |  | 0 | Material
CA41535-9598 |  |  |  |  | DVD |  | Others | Others | ['FIT'] |  | 0 | Material
CA41535-9599 |  |  |  |  | DVD |  | Others | Others | ['FIT'] |  | 0 | Material
CA41535-9600 |  |  |  |  | KeyCard |  | Others | Others | ['FIT'] |  | 0 | Material
CA41535-9601 |  |  |  |  | KeyCard |  | Others | Others | ['FIT'] |  | 0 | Material
CA41535-9610 |  |  |  |  | SYSTEM DISK |  | Small parts | SYSTEM KIT | ['FIT'] |  | 0 | Material
CA41535-9611 |  |  |  |  | SOFTWARE |  | Small parts | Software | ['FIT'] |  | 0 | Material
CA41535-9615 |  |  |  |  | Office Per 2022 |  | Others | Others | ['FIT'] |  | 0 | Material
CA41535-9692 | 10603426132 | CA41535-9692 |  |  | SVS V14.23.02 | 50 | Software | Software | ['FIT' 'WST'] | KABE | 0 | Material
CA41535-9693 |  |  |  |  | SVSmanV14.23.02 |  | Others | Others | ['FIT'] |  | 0 | Material
CA41535-9695 |  |  |  |  | IPCOM FX1 SW |  | Small parts | Small parts | ['FIT'] |  | 0 | Material
CA41535-9858 |  |  |  |  | SNAPC 4.8 VOL.1 |  | Small parts | Small parts | ['FIT'] |  | 0 | Material
CA41535-9859 |  |  |  |  | SNAPC 4.8 VOL.2 |  | Small parts | Small parts | ['FIT'] |  | 0 | Material
CA41535-9860 |  |  |  |  | ACTIVE IQ 9.12 |  | Small parts | Small parts | ['FIT'] |  | 0 | Material
CA41535-9861 |  |  |  |  | SOFTWARE 9.12.1 |  | Small parts | Software | ['FIT'] |  | 0 | Material
CA41535-9862 |  |  |  |  | TOOL |  | Small parts | Small parts | ['FIT'] |  | 0 | Material
CA41535-9863 |  |  |  |  | ï½¼ï½½ï¾ƒï¾‘DVD_9.12.1 |  | Small parts | DVD | ['FIT'] |  | 0 | Material
CA41535-9864 |  |  |  |  | ï½¼ï½½ï¾ƒï¾‘DVD |  | Small parts | DVD | ['FIT'] |  | 0 | Material
CA41535-9865 |  |  |  |  | SNAPCENTER4.8 |  | Small parts | Small parts | ['FIT'] |  | 0 | Material
CA41535-9904 |  |  |  |  | RecoveryDVD |  | Small parts | DVD | ['FIT'] |  | 0 | Material
CA41535-9905 |  |  |  |  | RecoveryDVD sgl |  | Small parts | DVD | ['FIT'] |  | 0 | Material
CA41535-9906 |  |  |  |  | RecoveryDVD act |  | Small parts | DVD | ['FIT'] |  | 0 | Material
CA41535-9907 |  |  |  |  | RecoveryDVD sby |  | Small parts | DVD | ['FIT'] |  | 0 | Material
CA41535-9908 |  |  |  |  | RecoveryDVD cmp |  | Small parts | DVD | ['FIT'] |  | 0 | Material
CA41535-9909 |  |  |  |  | Manual CD |  | Small parts | Manual | ['FIT'] |  | 0 | Material
CA41535-9935 |  |  |  |  | SVS V14.23.04 |  | Software | Software | ['FIT'] |  | 0 | Material
CA41535-A040 |  |  |  |  | DISK 9.8P18 |  | Small parts | SYSTEM KIT | ['FIT'] |  | 0 | Material
CA41535-A067 |  |  |  |  | SVSmanV14.23.04 |  | Others | Others | ['FIT'] |  | 0 | Material
CA41535-A296 |  |  |  |  | DISK 9.7P22 |  | Small parts | SYSTEM KIT | ['FIT'] |  | 0 | Material
CA41535-A297 |  |  |  |  | DISK 9.9.1P15 |  | Small parts | SYSTEM KIT | ['FIT'] |  | 0 | Material
CA41535-A298 |  |  |  |  | DISK 9.10.1P12 |  | Small parts | SYSTEM KIT | ['FIT'] |  | 0 | Material
CA41535-A299 |  |  |  |  | DISK 9.11.1P8 |  | Small parts | SYSTEM KIT | ['FIT'] |  | 0 | Material
CA41535-A302 |  |  |  |  | SQL2019 DVD j |  | Small parts | Software | ['FIT'] |  | 0 | Material
CA41535-A303 |  |  |  |  | SQL2019 DVD e |  | Small parts | Software | ['FIT'] |  | 0 | Material
CA41535-A304 |  |  |  |  | ONTAP TOOL9.12 |  | Small parts | Small parts | ['FIT'] |  | 0 | Material
CA41535-A536 | 10603477012 | CA41535-A536 |  | CA41535-A536 | SVS 14.23.06 | 50 | Software | Software | ['FIT' 'WST'] | KABE | 0 | Material
CA41535-A537 |  |  |  |  | SVSmanV14.23.06 |  | Small parts | Small parts | ['FIT'] |  | 0 | Material
CA41535-A594 |  |  |  |  | DVD |  | Small parts | DVD | ['FIT'] |  | 0 | Material
CA41535-A595 |  |  |  |  | DVD |  | Small parts | DVD | ['FIT'] |  | 0 | Material
CA41535-A596 |  |  |  |  | DVD |  | Small parts | DVD | ['FIT'] |  | 0 | Material
CA41535-A621 |  |  |  |  | DVD |  | Small parts | DVD | ['FIT'] |  | 0 | Material
CA41535-A677 |  |  |  |  | ONTAP9.12.1P4 |  | Small parts | Small parts | ['FIT'] |  | 0 | Material
CA41535-A862 |  |  |  |  | SNAPCENTER |  | Small parts | Small parts | ['FIT'] |  | 0 | Material
CA41535-A863 |  |  |  |  | ACTIVE IQ |  | Small parts | Small parts | ['FIT'] |  | 0 | Material
CA41535-A959 |  |  |  |  | IM media Pack |  | Small parts | Others | ['FIT'] |  | 0 | Material
CA41535-A960 |  |  |  |  | IM media HypV |  | Small parts | Others | ['FIT'] |  | 0 | Material
CA41535-A961 |  |  |  |  | IM KVM media |  | Small parts | Others | ['FIT'] |  | 0 | Material
CA41535-A962 |  |  |  |  | IM PFX ESX.V2.9 |  | Small parts | Others | ['FIT'] |  | 0 | Material
CA41535-A971 | 10603543954 | CA41535-A971 |  |  | SVS 14.23.09 | 50 | Software | Software | ['FIT' 'WST'] | KABE | 0 | Material
CA41535-B080 |  |  |  |  | ONTAP9.12.1P5 |  | Small parts | Small parts | ['FIT'] |  | 0 | Material
CA41535-B162 |  |  |  |  | SVSmanV14.23.09 |  | Others | Small parts | ['FIT'] |  | 0 | Material
CA41535-B313 |  |  |  |  | ONTAP9.13.1 |  | Small parts | NetApp | ['FIT'] |  | 0 | Material
CA41535-B314 |  |  |  |  | SOFTWARE 9.13.1 |  | Small parts | Software | ['FIT'] |  | 0 | Material
CA41535-B317 |  |  |  |  | ONTAP TOOL |  | Small parts | NetApp | ['FIT'] |  | 0 | Material
CA41535-B477 |  |  |  |  | DISK 9.11.1P12 |  | Small parts | NetApp | ['FIT'] |  | 0 | Material
CA41535-B488 |  |  |  |  | ONTAP TOOL |  | Small parts | NetApp | ['FIT'] |  | 0 | Material
CA41535-B801 | 10603577637 | CA41535-B801 |  | CA41535-B801 | SVS 14.23.12 | 50 | Software | Software | ['WST'] | KABE | 0 | Material
CA41535-B815 |  |  |  |  | ONTAP 9.13.1P6 |  | Small parts | NetApp | ['FIT'] |  | 0 | Material
CA46004-2258 |  |  |  |  | PPC450GP/200MHZ PLATO(AMCC) |  | Small parts | Small parts | ['FIT'] |  | 0 | Material
CA46007-7341 |  |  |  |  | EOL/IC(STM598) |  | Small parts | Small parts | ['FIT'] |  | 0 | Material
CA46015-960700AT |  |  |  |  | SN74CBTLV3257PWR |  | Small parts | Small parts | ['FIT'] |  | 0 | Material
CA46100-7014 |  |  |  |  | EOL/XEON J/F |  | Small parts | Small parts | ['FIT'] |  | 0 | Material
CA46100-7017 |  |  |  |  | Xeon E7-4870 |  | CPU | Intel | ['FIT'] |  | 0 | Material
CA46100-7106 |  |  |  |  | Xeon E7-4850 |  | CPU | Intel | ['FIT'] |  | 0 | Material
CA46100-7107 |  |  |  |  | Xeon E7-4860 |  | CPU | Intel | ['FIT'] |  | 0 | Material
CA46100-7114 |  |  |  |  | Xeon E5-2637 |  | CPU | Intel | ['FIT'] |  | 0 | Material
CA46100-7115 |  |  |  |  | Xeon E5-2603 |  | CPU | Intel | ['FIT'] |  | 0 | Material
CA46100-7201 |  |  |  |  | Xeon E5-2643 |  | CPU | Intel | ['FIT'] |  | 0 | Material
CA46100-7202 |  |  |  |  | Xeon E5-2630L |  | CPU | Intel | ['FIT'] |  | 0 | Material
CA46100-7203 |  |  |  |  | Xeon E5-2620 |  | CPU | Intel | ['FIT'] |  | 0 | Material
CA46100-7207 |  |  |  |  | Xeon E5-2650L |  | CPU | Intel | ['FIT'] |  | 0 | Material
CA46100-7208 |  |  |  |  | Xeon E5-2650 |  | CPU | Intel | ['FIT'] |  | 0 | Material
CA46100-7209 |  |  |  |  | Xeon E5-2660 |  | CPU | Intel | ['FIT'] |  | 0 | Material
CA46100-7212 |  |  |  |  | Xeon E5-2680 |  | CPU | Intel | ['FIT'] |  | 0 | Material
CA46100-7240 |  |  |  |  | XEON E5-2630 V2 |  | CPU | Intel | ['FIT'] |  | 0 | Material
CA46100-7241 |  |  |  |  | EOL/IVY/E5-2658V2 |  | CPU | Intel | ['FIT'] |  | 0 | Material
CA46100-7241/TKS |  |  |  |  | E5-2658V2/SR1A0 |  | CPU | Intel | ['FIT'] |  | 0 | Material
CA46100-7243 |  |  |  |  | XEON E5-2603 V2 |  | CPU | Intel | ['FIT'] |  | 0 | Material
CA46100-7244 |  |  |  |  | XEON E5-2609 V2 |  | CPU | Intel | ['FIT'] |  | 0 | Material
CA46100-7245 |  |  |  |  | XEON E5-2620 V2 |  | CPU | Intel | ['FIT'] |  | 0 | Material
CA46100-7246 |  |  |  |  | E5-2630LV2 2400 |  | CPU | Intel | ['FIT'] |  | 0 | Material
CA46100-7247 |  |  |  |  | XEON E5-2637 V2 |  | CPU | Intel | ['FIT'] |  | 0 | Material
CA46100-7248 |  |  |  |  | XEON E5-2640 V2 |  | CPU | Intel | ['FIT'] |  | 0 | Material
CA46100-7249 |  |  |  |  | XEON E5-2643 V2 |  | CPU | Intel | ['FIT'] |  | 0 | Material
CA46100-7252 |  |  |  |  | Xeon E5-2420 |  | CPU | Intel | ['FIT'] |  | 0 | Material
CA46100-7258 |  |  |  |  | Xeon E5-2470 |  | CPU | Intel | ['FIT'] |  | 0 | Material
CA46100-7260 |  |  |  |  | Xeon E5-1410 |  | CPU | Intel | ['FIT'] |  | 0 | Material
CA46100-7263 |  |  |  |  | EOL/IVY/PENTIUM1405V2 |  | CPU | Intel | ['FIT'] |  | 0 | Material
CA46100-7265 |  |  |  |  | EOL/IVY/E5-1428Lv2 |  | CPU | Intel | ['FIT'] |  | 0 | Material
CA46100-7310 |  |  |  |  | Xeon E5-2403V2 |  | CPU | Intel | ['FIT'] |  | 0 | Material
CA46100-7312 |  |  |  |  | Xeon E5-2420V2 |  | CPU | Intel | ['FIT'] |  | 0 | Material
CA46100-7313 |  |  |  |  | Xeon E5-2430V2 |  | CPU | Intel | ['FIT'] |  | 0 | Material
CA46100-7314 |  |  |  |  | Xeon E5-2440V2 |  | CPU | Intel | ['FIT'] |  | 0 | Material
CA46100-7315 |  |  |  |  | Xeon E5-2450V2 |  | CPU | Intel | ['FIT'] |  | 0 | Material
CA46100-7316 |  |  |  |  | Xeon E5-2470V2 |  | CPU | Intel | ['FIT'] |  | 0 | Material
CA46100-7317 |  |  |  |  | Xeon E5-2430LV2 |  | CPU | Intel | ['FIT'] |  | 0 | Material
CA46100-7318 |  |  |  |  | Xeon E5-2450LV2 |  | CPU | Intel | ['FIT'] |  | 0 | Material
CA46100-7330 |  |  |  |  | Xeon E7-8893v3 |  | CPU | Intel | ['FIT'] |  | 0 | Material
CA46100-7331 |  |  |  |  | Xeon E7-8891v3 |  | CPU | Intel | ['FIT'] |  | 0 | Material
CA46100-7332 |  |  |  |  | Xeon E7-8890v3 |  | CPU | Intel | ['FIT'] |  | 0 | Material
CA46100-7336 |  |  |  |  | Xeon E7-8860v3 |  | CPU | Intel | ['FIT'] |  | 0 | Material
CA46100-7337 |  |  |  |  | Xeon E7-4850v3 |  | CPU | Intel | ['FIT'] |  | 0 | Material
CA46100-7376 |  |  |  |  | Xeon E5-2630Lv3 |  | CPU | Intel | ['FIT'] |  | 0 | Material
CA46100-7377 |  |  |  |  | Xeon E5-2650Lv3 |  | CPU | Intel | ['FIT'] |  | 0 | Material
CA46100-7379 |  |  |  |  | Xeon E5-2603v3 |  | CPU | Intel | ['FIT'] |  | 0 | Material
CA46100-7380 |  |  |  |  | Xeon E5-2609v3 |  | CPU | Intel | ['FIT'] |  | 0 | Material
CA46100-7381 |  |  |  |  | Xeon E5-2620v3 |  | CPU | Intel | ['FIT'] |  | 0 | Material
CA46100-7383 |  |  |  |  | Xeon E5-2623v3 |  | CPU | Intel | ['FIT'] |  | 0 | Material
CA46100-7384 |  |  |  |  | Xeon E5-2630v3 |  | CPU | Intel | ['FIT'] |  | 0 | Material
CA46100-7386 |  |  |  |  | Xeon E5-2640v3 |  | CPU | Intel | ['FIT'] |  | 0 | Material
CA46100-7387 |  |  |  |  | Xeon E5-2643v3 |  | CPU | Intel | ['FIT'] |  | 0 | Material
CA46100-7389 |  |  |  |  | Xeon E5-2660v3 |  | CPU | Intel | ['FIT'] |  | 0 | Material
CA46100-7390 |  |  |  |  | Xeon E5-2667v3 |  | CPU | Intel | ['FIT'] |  | 0 | Material
CA46100-7391 |  |  |  |  | Xeon E5-2670v3 |  | CPU | Intel | ['FIT'] |  | 0 | Material
CA46100-7392 |  |  |  |  | Xeon E5-2680v3 |  | CPU | Intel | ['FIT'] |  | 0 | Material
CA46100-7393 |  |  |  |  | Xeon E5-2683v3 |  | CPU | Intel | ['FIT'] |  | 0 | Material
CA46100-7395 |  |  |  |  | Xeon E5-2690v3 |  | CPU | Intel | ['FIT'] |  | 0 | Material
CA46100-7396 |  |  |  |  | Xeon E5-2695v3 |  | CPU | Intel | ['FIT'] |  | 0 | Material
CA46100-7397 |  |  |  |  | Xeon E5-2697v3 |  | CPU | Intel | ['FIT'] |  | 0 | Material
CA46100-7398 |  |  |  |  | Xeon E5-2698v3 |  | CPU | Intel | ['FIT'] |  | 0 | Material
CA46100-7399 |  |  |  |  | Xeon E5-2699v3 |  | CPU | Intel | ['FIT'] |  | 0 | Material
CA46100-7430 |  |  |  |  | XEON E5-2650L V2 |  | CPU | Intel | ['FIT'] |  | 0 | Material
CA46100-7431 |  |  |  |  | XEON E5-2650 V2 |  | CPU | Intel | ['FIT'] |  | 0 | Material
CA46100-7432 |  |  |  |  | XEON E5-2660 V2 |  | CPU | Intel | ['FIT'] |  | 0 | Material
CA46100-7435 |  |  |  |  | XEON E5-2680 V2 |  | CPU | Intel | ['FIT'] |  | 0 | Material
CA46100-7436 |  |  |  |  | XEON E5-2690 V2 |  | CPU | Intel | ['FIT'] |  | 0 | Material
CA46100-7461 |  |  |  |  | Xeon E3-1220v3 |  | CPU | Intel | ['FIT'] |  | 0 | Material
CA46100-7469 |  |  |  |  | Pentium G3420 |  | CPU | Intel | ['FIT'] |  | 0 | Material
CA46100-7470 |  |  |  |  | G1820 |  | CPU | Intel | ['FIT'] |  | 0 | Material
CA46100-7481 |  |  |  |  | Xeon E3-1231V3 |  | CPU | Intel | ['FIT'] |  | 0 | Material
CA46100-7483 |  |  |  |  | Xeon E3-1271V3 |  | CPU | Intel | ['FIT'] |  | 0 | Material
CA46100-7499 |  |  |  |  | Xeon E3-1275LV3 |  | CPU | Intel | ['FIT'] |  | 0 | Material
CA46100-7522 |  |  |  |  | Xeon E5-2630v4 |  | CPU | Intel | ['FIT'] |  | 0 | Material
CA46100-7523 |  |  |  |  | Xeon E5-2630Lv4 |  | CPU | Intel | ['FIT'] |  | 0 | Material
CA46100-7524 |  |  |  |  | Xeon E5-2637v4 |  | CPU | Intel | ['FIT'] |  | 0 | Material
CA46100-7527 |  |  |  |  | Xeon E5-2650Lv4 |  | CPU | Intel | ['FIT'] |  | 0 | Material
CA46100-7528 |  |  |  |  | Xeon E5-2660v4 |  | CPU | Intel | ['FIT'] |  | 0 | Material
CA46100-7529 |  |  |  |  | Xeon E5-2667v4 |  | CPU | Intel | ['FIT'] |  | 0 | Material
CA46100-7540 |  |  |  |  | Xeon E5-2603v4 |  | CPU | Intel | ['FIT'] |  | 0 | Material
CA46100-7541 |  |  |  |  | Xeon E5-2620v4 |  | CPU | Intel | ['FIT'] |  | 0 | Material
CA46100-7542 |  |  |  |  | Xeon E5-2650v4 |  | CPU | Intel | ['FIT'] |  | 0 | Material
CA46100-7544 |  |  |  |  | Xeon E5-2699v4 |  | CPU | Intel | ['FIT'] |  | 0 | Material
CA46100-7548 |  |  |  |  | Xeon E5-2680v4 |  | CPU | Intel | ['FIT'] |  | 0 | Material
CA46100-7549 |  |  |  |  | Xeon E5-2683v4 |  | CPU | Intel | ['FIT'] |  | 0 | Material
CA46100-7551 |  |  |  |  | Xeon E7-8893v4 |  | CPU | Intel | ['FIT'] |  | 0 | Material
CA46100-7554 |  |  |  |  | Xeon E7-8880v4 |  | CPU | Intel | ['FIT'] |  | 0 | Material
CA46100-7555 |  |  |  |  | Xeon E7-8894v4 |  | CPU | Intel | ['FIT'] |  | 0 | Material
CA46100-7556 |  |  |  |  | Xeon E7-8870v4 |  | CPU | Intel | ['FIT'] |  | 0 | Material
CA46100-7557 |  |  |  |  | Xeon E7-8867v4 |  | CPU | Intel | ['FIT'] |  | 0 | Material
CA46100-7559 |  |  |  |  | Xeon E7-4850v4 |  | CPU | Intel | ['FIT'] |  | 0 | Material
CA46100-7562 |  |  |  |  | Xeon E7-4809v4 |  | CPU | Intel | ['FIT'] |  | 0 | Material
CA46100-7564 |  |  |  |  | Xeon E5-2690v4 |  | CPU | Intel | ['FIT'] |  | 0 | Material
CA46100-7565 |  |  |  |  | Xeon E5-2695v4 |  | CPU | Intel | ['FIT'] |  | 0 | Material
CA46100-7566 |  |  |  |  | Xeon E5-2697v4 |  | CPU | Intel | ['FIT'] |  | 0 | Material
CA46100-7567 |  |  |  |  | Xeon E5-2697Av4 |  | CPU | Intel | ['FIT'] |  | 0 | Material
CA46100-7568 |  |  |  |  | Xeon E5-2698v4 |  | CPU | Intel | ['FIT'] |  | 0 | Material
CA46100-7612 |  |  |  |  | Xeon E3-1270v5 |  | CPU | Intel | ['FIT'] |  | 0 | Material
CA46100-7613 |  |  |  |  | Xeon E3-1260Lv5 |  | CPU | Intel | ['FIT'] |  | 0 | Material
CA46100-7616 |  |  |  |  | Xeon E3-1240Lv5 |  | CPU | Intel | ['FIT'] |  | 0 | Material
CA46100-7617 |  |  |  |  | Xeon E3-1230v5 |  | CPU | Intel | ['FIT'] |  | 0 | Material
CA46100-7618 |  |  |  |  | XEON E3-1225V5 |  | CPU | Intel | ['FIT'] |  | 0 | Material
CA46100-7619 |  |  |  |  | Xeon E3-1220v5 |  | CPU | Intel | ['FIT'] |  | 0 | Material
CA46100-7635 |  |  |  |  | XEON D-2143IT |  | CPU | Intel | ['FIT'] |  | 0 | Material
CA46100-7636 |  |  |  |  | XEON D-2123IT |  | CPU | Intel | ['FIT'] |  | 0 | Material
CA46100-7670 |  |  |  |  | Xeon Phi 7210 |  | CPU | Intel | ['FIT'] |  | 0 | Material
CA46100-7671 |  |  |  |  | Xeon Phi 7230 |  | CPU | Intel | ['FIT'] |  | 0 | Material
CA46100-7672 |  |  |  |  | Xeon Phi 7250 |  | CPU | Intel | ['FIT'] |  | 0 | Material
CA46100-7673 |  |  |  |  | INTEL Xeon Phi 7290 |  | CPU | Intel | ['FIT'] |  | 0 | Material
CA46100-7710 |  |  |  |  | Xeon E3-1220v6 |  | CPU | Intel | ['FIT'] |  | 0 | Material
CA46100-7711 |  |  |  |  | E3-1225V6 3.3 73W |  | CPU | Intel | ['FIT'] |  | 0 | Material
CA46100-7712 |  |  |  |  | Xeon E3-1230v6 |  | CPU | Intel | ['FIT'] |  | 0 | Material
CA46100-7713 |  |  |  |  | Xeon E3-1240v6 |  | CPU | Intel | ['FIT'] |  | 0 | Material
CA46100-7714 |  |  |  |  | Xeon E3-1245v6 |  | CPU | Intel | ['FIT'] |  | 0 | Material
CA46100-7715 |  |  |  |  | Xeon E3-1270v6 |  | CPU | Intel | ['FIT'] |  | 0 | Material
CA46100-7719 |  |  |  |  | E3-1205V6 3.0 65W |  | CPU | Intel | ['FIT'] |  | 0 | Material
CA46100-7720 |  |  |  |  | 8180 2500 205W |  | CPU | Intel | ['FIT'] |  | 0 | Material
CA46100-7721 |  |  |  |  | 8176 2100 165W |  | CPU | Intel | ['FIT'] |  | 0 | Material
CA46100-7722 |  |  |  |  | 8170 2100 165W |  | CPU | Intel | ['FIT'] |  | 0 | Material
CA46100-7723 |  |  |  |  | 8168 2700 205W |  | CPU | Intel | ['FIT'] |  | 0 | Material
CA46100-7724 |  |  |  |  | 8164 2000 150W |  | CPU | Intel | ['FIT'] |  | 0 | Material
CA46100-7725 |  |  |  |  | 8160 2100 150W |  | CPU | Intel | ['FIT'] |  | 0 | Material
CA46100-7726 |  |  |  |  | 8158 3000 150W |  | CPU | Intel | ['FIT'] |  | 0 | Material
CA46100-7727 |  |  |  |  | 8153 2000 125W |  | CPU | Intel | ['FIT'] |  | 0 | Material
CA46100-7728 |  |  |  |  | 6154 3000 200W |  | CPU | Intel | ['FIT'] |  | 0 | Material
CA46100-7729 |  |  |  |  | 6152 2100 140W |  | CPU | Intel | ['FIT'] |  | 0 | Material
CA46100-7730 |  |  |  |  | 6150 2700 165W |  | CPU | Intel | ['FIT'] |  | 0 | Material
CA46100-7731 |  |  |  |  | 6148 2400 150W |  | CPU | Intel | ['FIT'] |  | 0 | Material
CA46100-7732 |  |  |  |  | 6142 2600 150W |  | CPU | Intel | ['FIT'] |  | 0 | Material
CA46100-7733 |  |  |  |  | 6140 2300 140W |  | CPU | Intel | ['FIT'] |  | 0 | Material
CA46100-7734 |  |  |  |  | 6138 2000 125W |  | CPU | Intel | ['FIT'] |  | 0 | Material
CA46100-7735 |  |  |  |  | 6136 3000 150W |  | CPU | Intel | ['FIT'] |  | 0 | Material
CA46100-7736 |  |  |  |  | 6130 2100 125W |  | CPU | Intel | ['FIT'] |  | 0 | Material
CA46100-7737 |  |  |  |  | 6126 2600 125W |  | CPU | Intel | ['FIT'] |  | 0 | Material
CA46100-7738 |  |  |  |  | 8180M 2500 205W |  | CPU | Intel | ['FIT'] |  | 0 | Material
CA46100-7739 |  |  |  |  | 8176M 2100 165W |  | CPU | Intel | ['FIT'] |  | 0 | Material
CA46100-7740 |  |  |  |  | 8160M 2100 150W |  | CPU | Intel | ['FIT'] |  | 0 | Material
CA46100-7742 |  |  |  |  | 6142M 2600 150W |  | CPU | Intel | ['FIT'] |  | 0 | Material
CA46100-7743 |  |  |  |  | 6140M 2300 140W |  | CPU | Intel | ['FIT'] |  | 0 | Material
CA46100-7744 |  |  |  |  | 8156 3600 105W |  | CPU | Intel | ['FIT'] |  | 0 | Material
CA46100-7745 |  |  |  |  | 6134 3200 130W |  | CPU | Intel | ['FIT'] |  | 0 | Material
CA46100-7746 |  |  |  |  | 6132 2600 140W |  | CPU | Intel | ['FIT'] |  | 0 | Material
CA46100-7747 |  |  |  |  | 6128 3400 115W |  | CPU | Intel | ['FIT'] |  | 0 | Material
CA46100-7748 |  |  |  |  | 5122 3600 105W |  | CPU | Intel | ['FIT'] |  | 0 | Material
CA46100-7749 |  |  |  |  | 5120 2200 105W |  | CPU | Intel | ['FIT'] |  | 0 | Material
CA46100-7750 |  |  |  |  | 5118 2300 105W |  | CPU | Intel | ['FIT'] |  | 0 | Material
CA46100-7751 |  |  |  |  | 5115 2400 85W |  | CPU | Intel | ['FIT'] |  | 0 | Material
CA46100-7752 |  |  |  |  | 4116 2100 85W |  | CPU | Intel | ['FIT'] |  | 0 | Material
CA46100-7753 |  |  |  |  | 4114 2200 85W |  | CPU | Intel | ['FIT'] |  | 0 | Material
CA46100-7754 |  |  |  |  | 4112 2600 85W |  | CPU | Intel | ['FIT'] |  | 0 | Material
CA46100-7755 |  |  |  |  | 4110 2100 85W |  | CPU | Intel | ['FIT'] |  | 0 | Material
CA46100-7756 |  |  |  |  | 4108 1800 85W |  | CPU | Intel | ['FIT'] |  | 0 | Material
CA46100-7757 |  |  |  |  | 3106 1700 85W |  | CPU | Intel | ['FIT'] |  | 0 | Material
CA46100-7758 |  |  |  |  | 3104 1700 85W |  | CPU | Intel | ['FIT'] |  | 0 | Material
CA46100-7762 |  |  |  |  | 6138F 2000 135W |  | CPU | Intel | ['FIT'] |  | 0 | Material
CA46100-7765 |  |  |  |  | 6134M 3200 130W |  | CPU | Intel | ['FIT'] |  | 0 | Material
CA46100-7766 |  |  |  |  | 6146 3200 165W |  | CPU | Intel | ['FIT'] |  | 0 | Material
CA46100-7768 |  |  |  |  | 5119T 1900 85W |  | CPU | Intel | ['FIT'] |  | 0 | Material
CA46100-7769 |  |  |  |  | 4114T 2200 85W |  | CPU | Intel | ['FIT'] |  | 0 | Material
CA46100-7770 |  |  |  |  | 8176F 2100 173W |  | CPU | Intel | ['FIT'] |  | 0 | Material
CA46100-7773 |  |  |  |  | 64BIT.CPU MPU |  | CPU | Others | ['FIT'] |  | 0 | Material
CA46100-7775 |  |  |  |  | 6144 3500 150W |  | CPU | Intel | ['FIT'] |  | 0 | Material
CA46100-7776 |  |  |  |  | XEON SILVER 4109T |  | CPU | Intel | ['FIT'] |  | 0 | Material
CA46100-7778 |  |  |  |  | XEONSILVER 4116T |  | CPU | Intel | ['FIT'] |  | 0 | Material
CA46100-7800 | 10602965699 | CA46100-7800 | CA46100-7800 | CA46100-7800 | AMD EPYC 7742 2.2GHZ 64CORE 225W (2P/1P) | 50 | CPU | AMD | ['FIT' 'MW' 'WST'] | KABE | 0 | Material
CA46100-7801 |  |  |  |  | 64BIT.CPU MPU |  | CPU | Others | ['FIT'] |  | 0 | Material
CA46100-7802 |  |  |  |  | 64BIT.CPU MPU |  | CPU | Others | ['FIT'] |  | 0 | Material
CA46100-7803 |  |  |  |  | EPYC 7402P |  | CPU | AMD | ['FIT'] |  | 0 | Material
CA46100-7804 |  |  |  |  | 64BIT.CPU MPU |  | CPU | Others | ['FIT'] |  | 0 | Material
CA46100-7805 | 10602841529 | CA46100-7805 | CA46100-7805 | CA46100-7805 | AMD EYPC 7262 3.2GHZ 8CORE 155W (2P/1P) | 50 | CPU | AMD | ['FIT' 'MW' 'WST'] | KABE | 0 | Material
CA46100-7806 | 10602965702 | CA46100-7806 | CA46100-7806 | CA46100-7806 | AMD EPYC 7552 2.2GHZ 48CORE 200W (2P/1P) | 50 | CPU | AMD | ['FIT' 'MW' 'WST'] | KABE | 0 | Material
CA46100-7807 |  |  |  |  | 64BIT.CPU MPU |  | CPU | Others | ['FIT'] |  | 0 | Material
CA46100-7808 | 10602841530 | CA46100-7808 | CA46100-7808 | CA46100-7808 | AMD EYPC 7502 2.5GHZ 32CORE 180W (2P/1P) | 50 | CPU | AMD | ['FIT' 'MW' 'WST'] | KABE | 0 | Material
CA46100-7809 | 10602841531 | CA46100-7809 | CA46100-7809 | CA46100-7809 | AMD EYPC 7452 2.35GHZ 32CORE 155W(2P/1P) | 50 | CPU | AMD | ['FIT' 'MW' 'WST'] | KABE | 0 | Material
CA46100-7810 | 10602841532 | CA46100-7810 | CA46100-7810 | CA46100-7810 | AMD EYPC 7402 2.8GHZ 24CORE 180W (2P/1P) | 50 | CPU | AMD | ['FIT' 'MW' 'WST'] | KABE | 0 | Material
CA46100-7811 | 10602841533 | CA46100-7811 | CA46100-7811 | CA46100-7811 | AMD EYPC 7352 2.3GHZ 24CORE 155W (2P/1P) | 50 | CPU | AMD | ['FIT' 'MW' 'WST'] | KABE | 0 | Material
CA46100-7812 | 10602841554 | CA46100-7812 | CA46100-7812 | CA46100-7812 | AMD EYPC 7302 3.0GHZ 16CORE 155W (2P/1P) | 50 | CPU | AMD | ['FIT' 'MW' 'WST'] | KABE | 0 | Material
CA46100-7813 | 10602841555 | CA46100-7813 | CA46100-7813 | CA46100-7813 | AMD EYPC 7282 2.8GHZ 16CORE 120W (2P/1P) | 50 | CPU | AMD | ['FIT' 'MW' 'WST'] | KABE | 0 | Material
CA46100-7814 | 10602841556 | CA46100-7814 | CA46100-7814 | CA46100-7814 | AMD EYPC 7252 3.1GHZ 8CORE 120W (2P/1P) | 50 | CPU | AMD | ['FIT' 'MW' 'WST'] | KABE | 0 | Material
CA46100-7815 | 10602965700 | CA46100-7815 | CA46100-7815 | CA46100-7815 | AMD EPYC 7702 2.0GHZ 64CORE 200W (2P/1P) | 50 | CPU | AMD | ['FIT' 'MW' 'WST'] | KABE | 0 | Material
CA46100-7816 | 10602965701 | CA46100-7816 | CA46100-7816 | CA46100-7816 | AMD EPYC 7642 2.4GHZ 48CORE 225W (2P/1P) | 50 | CPU | AMD | ['FIT' 'MW' 'WST'] | KABE | 0 | Material
CA46100-7817 | 10602965695 | CA46100-7817 |  |  | AMD EPYC 7H12 2.6GHZ 64CORE 280W (2P/1P) | 50 | CPU | AMD | ['FIT'] | KABE | 0 | Material
CA46100-7818 | 10602965696 | CA46100-7818 | CA46100-7818 | CA46100-7818 | AMD EPYC 7F72 3.2GHZ 24CORE 240W (2P/1P) | 50 | CPU | AMD | ['FIT' 'MW' 'WST'] | KABE | 0 | Material
CA46100-7819 | 10602965697 | CA46100-7819 | CA46100-7819 | CA46100-7819 | AMD EPYC 7F52 3.5GHZ 16CORE 240W (2P/1P) | 50 | CPU | AMD | ['FIT' 'MW' 'WST'] | KABE | 0 | Material
CA46100-7820 | 10602965698 | CA46100-7820 | CA46100-7820 | CA46100-7820 | AMD EPYC 7F32 3.7GHZ 8CORE 180W (2P/1P) | 50 | CPU | AMD | ['FIT' 'MW' 'WST'] | KABE | 0 | Material
CA46100-7830 | 10603104380 | CA46100-7830 |  | CA46100-7830 | AMD EPYC 7763 (64CORE/128THREAD,2.45GHZ) | 50 | CPU | AMD | ['FIT' 'MW' 'WST'] | KABE | 0 | Material
CA46100-7834 | 10603104377 | CA46100-7834 | CA46100-7834 | CA46100-7834 | AMD EPYC 7643 (48CORE/96THREAD,2.3GHZ) | 50 | CPU | AMD | ['FIT' 'MW' 'WST'] | KABE | 0 | Material
CA46100-7837 | 10603104375 | CA46100-7837 |  | CA46100-7837 | AMD EPYC 7513 PROCESSOR (32CORE/64THREAD,2.6GHZ) | 50 | CPU | AMD | ['FIT' 'WST'] | KABE | 0 | Material
CA46100-7838 | 10603104374 | CA46100-7838 | CA46100-7838 | CA46100-7838 | AMD EPYC 7453 (28CORE/56THREAD,2.75GHZ) | 50 | CPU | AMD | ['FIT' 'MW' 'WST'] | KABE | 0 | Material
CA46100-7839 | 10603104373 | CA46100-7839 | CA46100-7839 | CA46100-7839 | AMD EPYC 7443 (24CORE/48THREAD,2.85GHZ) | 50 | CPU | AMD | ['FIT' 'MW' 'WST'] | KABE | 0 | Material
CA46100-7842 | 10603104371 | CA46100-7842 | CA46100-7842 | CA46100-7842 | AMD EPYC 7343 (16CORE/32THREAD,3.2GHZ) | 50 | CPU | AMD | ['FIT' 'MW' 'WST'] | KABE | 0 | Material
CA46100-7843 | 10603104370 | CA46100-7843 |  |  | AMD EPYC 7313 PROCESSOR (16CORE/32THREAD,3GHZ) | 50 | CPU | AMD | ['FIT'] | KABE | 0 | Material
CA46100-7845 | 10603104369 | CA46100-7845 |  |  | AMD EPYC 75F3 PROCESSOR (32CORE/64THREAD,2.95GHZ) | 50 | CPU | AMD | ['FIT'] | KABE | 0 | Material
CA46100-7846 | 10603104368 | CA46100-7846 |  | CA46100-7846 | AMD EPYC 74F3 PROCESSOR (24CORE/48THREAD,3.2GHZ) | 50 | CPU | AMD | ['FIT' 'WST'] | KABE | 0 | Material
CA46100-7848 | 10603104366 | CA46100-7848 |  |  | AMD EPYC 72F3 PROCESSOR (8CORE/16THREAD,3.7GHZ) | 50 | CPU | AMD | ['FIT'] | KABE | 0 | Material
CA46120-0221 |  |  |  |  | IOC |  | Small parts | Small parts | ['FIT'] |  | 0 | Material
CA46120-046000AT |  |  |  |  | TCA9517DGKR |  | Small parts | Small parts | ['FIT'] |  | 0 | Material
CA46120-046900AT |  |  |  |  | TCA9617ADGKR |  | Small parts | Small parts | ['FIT'] |  | 0 | Material
CA46120-702600AT |  |  |  |  | EOL/BD82C602J |  | Small parts | Small parts | ['FIT'] |  | 0 | Material
CA46120-705100AT |  |  |  |  | EY82C621 CHIPSET |  | Chipset | Chipset | ['FIT'] |  | 0 | Material
CA46200-2420 |  |  |  |  | EOL/512M-SDRAM |  | Small parts | Small parts | ['FIT'] |  | 0 | Material
CA46200-4211 |  |  |  |  | EOL/512M-DDR-SDRAM |  | Small parts | Small parts | ['FIT'] |  | 0 | Material
CA46201-0048 |  |  |  |  | 128M-SDRAM |  | Small parts | Small parts | ['FIT'] |  | 0 | Material
CA46204-2028 |  |  |  |  | EOL/SSRAM |  | Small parts | Small parts | ['FIT'] |  | 0 | Material
CA46204-2260 |  |  |  |  | SRAM |  | Small parts | Small parts | ['FIT'] |  | 0 | Material
CA46206-2900 |  |  |  |  | EOL/FWH |  | Small parts | Small parts | ['FIT'] |  | 0 | Material
CA46210-2253 |  |  |  |  | EOL/512GBDIMM |  | DIMM | DIMM | ['FIT'] |  | 0 | Material
CA46216-8005 |  |  |  |  | EOL/PLD/FPGA |  | Small parts | Small parts | ['FIT'] |  | 0 | Material
CA46216-8008 |  |  |  |  | EOL/CONFIGURATION P |  | Small parts | Small parts | ['FIT'] |  | 0 | Material
CA46216-8011 |  |  |  |  | EOL/CONFIGURATION P |  | Small parts | Small parts | ['FIT'] |  | 0 | Material
CA46226-0603 |  |  |  |  | EOL/128M-FLASH |  | Small parts | Small parts | ['FIT'] |  | 0 | Material
CA46226-0708 |  |  |  |  | EOL/256M-FLASH |  | Small parts | Small parts | ['FIT'] |  | 0 | Material
CA46226-1510 |  |  |  |  | EOL/FLASH |  | Small parts | Small parts | ['FIT'] |  | 0 | Material
CA46226-1604 |  |  |  |  | EOL/FLASH |  | Small parts | Small parts | ['FIT'] |  | 0 | Material
CA46226-2400 |  |  |  |  | EOL/NAND |  | Small parts | Small parts | ['FIT'] |  | 0 | Material
CA46226-2401 |  |  |  |  | FLASH/EOL |  | Small parts | Small parts | ['FIT'] |  | 0 | Material
CA46230-2056 |  |  |  |  | EOL E2K_ORCAJ3 DDR2-667 1GB1R UB M |  | DIMM | DDR2 | ['FIT'] |  | 0 | Material
CA46230-3102 |  |  |  |  | EOL SR/VR/NORCA2 DDR3-1333 2GB M |  | DIMM | DDR3 | ['FIT'] |  | 0 | Material
CA46230-3147 |  |  |  |  | EOL DOLPHIN DDR3-1600 4GB M |  | DIMM | DDR3 | ['FIT'] |  | 0 | Material
CA46230-3163 |  |  |  |  | EOL NORCA1 DDR3-1333 VLP 2GB M |  | DIMM | DDR3 | ['FIT'] |  | 0 | Material
CA46230-3219 |  |  |  |  | EOL M10 DDR3-1600 32GB H |  | DIMM | DDR3 | ['FIT'] |  | 0 | Material
CA46230-3223 |  |  |  |  | EOL DOLPHIN DDR3-1600 VLP 8GB H |  | DIMM | DDR3 | ['FIT'] |  | 0 | Material
CA46230-3224 |  |  |  |  | EOL DOLPHIN DDR3-1600 VLP 16GB H |  | DIMM | DDR3 | ['FIT'] |  | 0 | Material
CA46230-3233 |  |  |  |  | DDR3-1600 16GB-2R V |  | DIMM | DDR3 | ['FIT'] |  | 0 | Material
CA46230-3284 |  |  |  |  | EOL DOLPHIN DDR3-1600 VLP 8GB M |  | DIMM | DDR3 | ['FIT'] |  | 0 | Material
CA46230-4065 |  |  |  |  | DDR4-3200 128GB-LR 4R S |  | DIMM | DDR4 | ['FIT'] |  | 0 | Material
CA46230-4122 |  |  |  |  | EOL DDR4-2666 32GB 2R S |  | DIMM | DDR4 | ['FIT'] |  | 0 | Material
CA46230-4223 |  |  |  |  | DDR4-3200 64GB 2R S |  | DIMM | DDR4 | ['FIT'] |  | 0 | Material
CA46230-4227 |  |  |  |  | EOL DDR4-3200 8GB 1R S |  | DIMM | DDR4 | ['FIT'] |  | 0 | Material
CA46230-4228 |  |  |  |  | DDR4-3200 128GB 4R S |  | DIMM | DDR4 | ['FIT'] |  | 0 | Material
CA46230-4229 |  |  |  |  | DDR4-3200 256GB 8R S |  | DIMM | DDR4 | ['FIT'] |  | 0 | Material
CA46230-4321 |  |  |  |  | DDR4-3200 16GB 1R S |  | DIMM | DDR4 | ['FIT'] |  | 0 | Material
CA46230-4322 |  |  |  |  | DDR4-3200 32GB 2R S |  | DIMM | DDR4 | ['FIT'] |  | 0 | Material
CA46233-1258 |  |  |  |  | EOL/M-SATA(128GB,HP/BE) |  | HDD/SSD | HDD/SSD | ['FIT'] |  | 0 | Material
CA46233-1359 |  |  |  |  | M-SATA(128GB,TU/SP) |  | HDD/SSD | HDD/SSD | ['FIT'] |  | 0 | Material
CA46233-1711 |  |  |  |  | 1.6TB SAS SSD |  | HDD/SSD | SSD | ['FIT'] |  | 0 | Material
CA46233-1712 |  |  |  |  | 800GB SAS SSD |  | HDD/SSD | SSD | ['FIT'] |  | 0 | Material
CA46233-1714 |  |  |  |  | PX04SVB384 |  | HDD/SSD | SSD | ['FIT'] |  | 0 | Material
CA46233-1715 |  |  |  |  | PX04SVB192 |  | HDD/SSD | SSD | ['FIT'] |  | 0 | Material
CA46233-1716 |  |  |  |  | PX04SVB096 |  | HDD/SSD | SSD | ['FIT'] |  | 0 | Material
CA46233-1717 |  |  |  |  | PX04SVB048 |  | HDD/SSD | SSD | ['FIT'] |  | 0 | Material
CA46233-1718 |  |  |  |  | PX04SRB384 |  | HDD/SSD | SSD | ['FIT'] |  | 0 | Material
CA46233-1719 |  |  |  |  | PX04SRB192 |  | HDD/SSD | SSD | ['FIT'] |  | 0 | Material
CA46233-1720 |  |  |  |  | PX04SRB096 |  | HDD/SSD | SSD | ['FIT'] |  | 0 | Material
CA46233-1721 |  |  |  |  | PX04SRB048 |  | HDD/SSD | SSD | ['FIT'] |  | 0 | Material
CA46233-1808 |  |  |  |  | SSD 100GB(M2+) |  | HDD/SSD | SSD | ['FIT'] |  | 0 | Material
CA46233-1856 |  |  |  |  | EOL PM-4 400GB(TOS) |  | HDD/SSD | SSD | ['FIT'] |  | 0 | Material
CA46233-1878 |  |  |  |  | EOL/SSD_Ods-400G(SUNDISK) |  | HDD/SSD | SSD | ['FIT'] |  | 0 | Material
CA46233-1889 | 10602765072 | CA46233-1889 |  | CA46233-1889 | DX SSD 2.5 15.36TB MZILT15THMLA-000FU | 80 | HDD/SSD | SSD | ['WST'] | KABE | 0 | Material
CA46233-1890 | 10602765073 | CA46233-1890 |  |  | DX SSD 2.5 30.72TB MZILT30THMLA-000FU | 80 | HDD/SSD | SSD | ['FIT' 'WST'] | KABE | 0 | Material
CA46233-1962 |  |  |  |  | EOL SSD 1600GB/12G(SC+) |  | HDD/SSD | SSD | ['FIT'] |  | 0 | Material
CA46233-1973/FTS |  |  |  |  | EOL 25SSD.HM2-800G-10DWPD |  | HDD/SSD | SSD | ['FIT'] |  | 0 | Material
CA46233-1976 |  |  |  |  | EOL 25SSD.HM2-400G-3DWPD |  | HDD/SSD | SSD | ['FIT'] |  | 0 | Material
CA46233-1978 | 10602765053 | CA46233-1978 |  |  | DX SSD 2.5 1.92TB WUSTR1519ASS204 | 80 | HDD/SSD | SSD | ['FIT'] | KABE | 0 | Material
CA46233-1979 | 10602765058 | CA46233-1979 |  |  | DX SSD 2.5 3.84TB WUSTR1538ASS204 | 80 | HDD/SSD | SSD | ['FIT'] | KABE | 0 | Material
CA46233-1985/FTS |  |  |  |  | EOL 25SED.HM2-1.92T-1DWPD |  | HDD/SSD | HDD/SSD | ['FIT'] |  | 0 | Material
CA46233-4047 |  |  |  |  | DDR2-SODIMM |  | DIMM | DDR2 | ['FIT'] |  | 0 | Material
CA46233-4048 |  |  |  |  | SSD SA530-256GB(WDC) |  | HDD/SSD | SSD | ['FIT'] |  | 0 | Material
CA46233-4064 |  |  |  |  | SSD(M.2) 512GB |  | HDD/SSD | SSD | ['FIT'] |  | 0 | Material
CA46233-4112 |  |  |  |  | SSD SDCPNRY-256GB(WDC) |  | HDD/SSD | SSD | ['FIT'] |  | 0 | Material
CA46233-4113 |  |  |  |  | SSD SDCPNRY-512G(WDC) |  | HDD/SSD | SSD | ['FIT'] |  | 0 | Material
CA46233-4117 |  |  |  |  | SSD M.2 512GB PCIE |  | HDD/SSD |  | ['FIT'] |  | 0 | Material
CA46233-5002 | 10602765041 | CA46233-5002 |  | CA46233-5002 | DX SSD SAS 2.5 800GB KPM51MUG800G | 75 | HDD/SSD | SSD | ['FIT' 'WST'] | KABE | 0 | Material
CA46233-5006 |  |  |  |  | EOL 25SSD.TM5-960G-3DWPD |  | HDD/SSD | SSD | ['FIT'] |  | 0 | Material
CA46233-5008 | 10602765046 | CA46233-5008 |  | CA46233-5008 | DX SSD SAS 2.5 960GB KPM51RUG960G | 75 | HDD/SSD | SSD | ['FIT' 'WST'] | KABE | 0 | Material
CA46233-5011 | 10602765067 | CA46233-5011 |  | CA46233-5011 | DX SSD SAS 2.5 7.68TB KPM51RUG7T68 | 75 | HDD/SSD | SSD | ['WST'] | KABE | 0 | Material
CA46233-5014 |  |  |  |  | EOL 25SED.TM5-800G-10DWPD |  | HDD/SSD | SSD | ['FIT'] |  | 0 | Material
CA46233-5016 |  |  |  |  | EOL 25SED.TM5-1.92T-1DWPD |  | HDD/SSD | SSD | ['FIT'] |  | 0 | Material
CA46233-5018 | 10602765062 | CA46233-5018 |  | CA46233-5018 | DX SSD SAS 2.5 3.84TB FIPS KPM5WRUG3T84 | 75 | HDD/SSD | SSD | ['FIT' 'WST'] | KABE | 0 | Material
CA46233-5023 | 10602620696 | CA46233-5023 |  |  | DX SSD 2.5" 7.68TB FIPS KPM5WRUG7T68 1DWPD | 75 | HDD/SSD | SSD | ['FIT'] | KABE | 0 | Material
CA46233-5024 | 10602620697 | CA46233-5024 |  |  | DX SSD 2.5 1.92TB FIPS KPM5WRUG1T921DWPD | 75 | HDD/SSD | SSD | ['WST'] | KABE | 0 | Material
CA46233-5053 | 10602696179 | CA46233-5053 | CA46233-5053 | CA46233-5053 | DX SSD 2.5" 960GB MZILT960HBHQ-00AFU | 50 | HDD/SSD | SSD | ['FIT' 'MW' 'WST'] | KABE | 0 | Material
CA46233-5054 | 10602696180 | CA46233-5054 | CA46233-5054 | CA46233-5054 | DX SSD 2.5" 1.92B MZILT1T9HBJR-00AFU | 50 | HDD/SSD | SSD | ['FIT' 'MW' 'WST'] | KABE | 0 | Material
CA46233-5055 | 10602696181 | CA46233-5055 |  | CA46233-5055 | DX SSD 2.5" 3.84TB MZILT3T8HBLS-00AFU | 50 | HDD/SSD | SSD | ['FIT' 'MW' 'WST'] | KABE | 0 | Material
CA46233-5056 | 10602696182 | CA46233-5056 |  | CA46233-5056 | DX SSD 2.5" 7.68TB MZILT7T6HALA-00AFU | 50 | HDD/SSD | SSD | ['FIT' 'MW' 'WST'] | KABE | 0 | Material
CA46233-5057 | 10602696183 | CA46233-5057 |  | CA46233-5057 | DX SSD 2.5" 15.36TB MZILT15THALA-00AFU 1DWPD | 50 | HDD/SSD | SSD | ['FIT' 'MW' 'WST'] | KABE | 0 | Material
CA46233-5058 | 10602696184 | CA46233-5058 |  | CA46233-5058 | DX SSD 2.5" 30.72TB MZILT30THALA-00AFU 1DWPD | 50 | HDD/SSD | SSD | ['FIT' 'WST'] | KABE | 0 | Material
CA46233-5060 |  |  |  |  | PCIE SSD CARD |  | Small parts | Small parts | ['FIT'] |  | 0 | Material
CA46233-7618 |  |  |  |  | SATADOM 64GB |  | HDD/SSD | others | ['FIT'] |  | 0 | Material
CA46233-7619 |  |  |  |  | SATADOM 64GB |  | HDD/SSD | others | ['FIT'] |  | 0 | Material
CA46233-7623 | 10602897022 | CA46233-7623 |  |  | SATADOM 64GB 6G V MLC 3ME4 | 50 | HDD/SSD | SSD | ['FIT'] | KABE | 0 | Material
CA46233-7624 |  |  |  |  | SATADOM 64GB |  | HDD/SSD | Others | ['FIT'] |  | 0 | Material
CA46233-7709 | 10602897023 | CA46233-7709 |  |  | SATADOM 128GB 6G V MLC 3ME4 | 50 | HDD/SSD | SSD | ['FIT'] | KABE | 0 | Material
CA46233-7710 |  |  |  |  | SATADOM 128GB |  | HDD/SSD | Others | ['FIT'] |  | 0 | Material
CA46400-101300T3 |  |  |  |  | SN74CB3T3245PWR |  | Small parts | Small parts | ['FIT'] |  | 0 | Material
CA46400-202000AT |  |  |  |  | SN74LVC14APWR |  | Small parts | Small parts | ['FIT'] |  | 0 | Material
CA46400-203400AT |  |  |  |  | SN74LVC373APWR |  | Small parts | Small parts | ['FIT'] |  | 0 | Material
CA46400-211100AT |  |  |  |  | SN74LVC244APWR |  | Small parts | Small parts | ['FIT'] |  | 0 | Material
CA46400-215700AT |  |  |  |  | SN74AUC1G17DCKR |  | Small parts | Small parts | ['FIT'] |  | 0 | Material
CA46400-218400AT |  |  |  |  | SN74AVC1T45DBVR |  | Small parts | Small parts | ['FIT'] |  | 0 | Material
CA46400-222100AT |  |  |  |  | SN74AVC2T45DCUR |  | Small parts | Small parts | ['FIT'] |  | 0 | Material
CA46400-230200AT |  |  |  |  | SN74LVC244APWR |  | Small parts | Small parts | ['FIT'] |  | 0 | Material
CA46400-230900BC |  |  |  |  | SN74LVC14APWR |  | Small parts | Small parts | ['FIT'] |  | 0 | Material
CA46400-231400AT |  |  |  |  | SN74LVC14ANSR |  | Small parts | Small parts | ['FIT'] |  | 0 | Material
CA46400-243700AT |  |  |  |  | SN74AUC1G126DCKR |  | Small parts | Small parts | ['FIT'] |  | 0 | Material
CA46400-243800AT |  |  |  |  | SN74CBTLV3126PWR |  | Small parts | Small parts | ['FIT'] |  | 0 | Material
CA46400-244300AT |  |  |  |  | SN74CBTLV3384PWR |  | Small parts | Small parts | ['FIT'] |  | 0 | Material
CA46400-262500AT |  |  |  |  | SN74AUP1G126DCKR |  | Small parts | Small parts | ['FIT'] |  | 0 | Material
CA46530-251000AT |  |  |  |  | TPS51100DGQRG4 |  | Small parts | Small parts | ['FIT'] |  | 0 | Material
CA46530-323500AT |  |  |  |  | TPS51200DRCR |  | Small parts | Small parts | ['FIT'] |  | 0 | Material
CA46530-324200AT |  |  |  |  | EOL/IC |  | Small parts | Small parts | ['FIT'] |  | 0 | Material
CA46530-325100AT |  |  |  |  | TPS2410PWR |  | Small parts | Small parts | ['FIT'] |  | 0 | Material
CA46530-330400AT |  |  |  |  | LM25061PMM-1/NOPB |  | Small parts | Small parts | ['FIT'] |  | 0 | Material
CA46530-337900AT |  |  |  |  | TPS54620RGYR |  | Small parts | Small parts | ['FIT'] |  | 0 | Material
CA46530-351200AT |  |  |  |  | TPS54318RTER |  | Small parts | Small parts | ['FIT'] |  | 0 | Material
CA46530-351400AT |  |  |  |  | TPS2320IPWR |  | Small parts | Small parts | ['FIT'] |  | 0 | Material
CA46530-389500AT |  |  |  |  | TPS56121BDQPR |  | Small parts | Small parts | ['FIT'] |  | 0 | Material
CA46530-441100AT |  |  |  |  | TPS54226RGTR |  | Small parts | Small parts | ['FIT'] |  | 0 | Material
CA46530-491900BC |  |  |  |  | TPS53317RGBT |  | Small parts | Small parts | ['FIT'] |  | 0 | Material
CA46600-0127 |  |  |  |  | EOL/RAPIDCHIP |  | Small parts | Small parts | ['FIT'] |  | 0 | Material
CA46640-1154 |  |  |  |  | EOL FPGA_ORCAJ3_CM |  | Small parts | Small parts | ['FIT'] |  | 0 | Material
CA46640-8063 |  |  |  |  | PLD |  | Small parts | Small parts | ['FIT'] |  | 0 | Material
CA46640-8086 |  |  |  |  | FPGA/EOL |  | Small parts | Small parts | ['FIT'] |  | 0 | Material
CA46640-8137 |  |  |  |  | EOL FJIT PLD_ORCAJ3_DEXPB |  | Small parts | Small parts | ['FIT'] |  | 0 | Material
CA46640-8203 |  |  |  |  | PLD/FPGA |  | Small parts | Small parts | ['FIT'] |  | 0 | Material
CA46640-8231 |  |  |  |  | FPGA/EOL |  | Small parts | Small parts | ['FIT'] |  | 0 | Material
CA46640-9092 |  |  |  |  | ISPPAC |  | Small parts | Small parts | ['FIT'] |  | 0 | Material
CA46740-0048 |  |  |  |  | EOL/ï½¼ï¾•ï½³ï½¾ï½·ï½¶ï½²ï¾› |  | Small parts | Small parts | ['FIT'] |  | 0 | Material
CA46740-0065 |  |  |  |  | EOL/DUAL GBE |  | Small parts | Small parts | ['FIT'] |  | 0 | Material
CA46740-0131 |  |  |  |  | EOL FJIT BASE_ORCA1/2 |  | Small parts | Small parts | ['FIT'] |  | 0 | Material
CA46740-0134 |  |  |  |  | EOL IOP502M-02-04_ORCA-J |  | Small parts | Small parts | ['FIT'] |  | 0 | Material
CA46740-0141 |  |  |  |  | FC-16G(TIGER) |  | IO Card | Fiber Channel Controller | ['FIT'] |  | 0 | Material
CA46740-0142 |  |  |  |  | FC-16G(QLIPPER) |  | IO Card | Fiber Channel Controller | ['FIT'] |  | 0 | Material
CA46740-0143 |  |  |  |  | FC-32G(Qlipper) |  | IO Card | Fiber Channel Controller | ['FIT'] |  | 0 | Material
CA46740-0209 |  |  |  |  | EOL_SAS EXP_PMC_ORCAJ |  | Small parts | Small parts | ['FIT'] |  | 0 | Material
CA46740-0217 |  |  |  |  | EOL PCI-X CONT_ORCA-J |  | BB/Enclosure | BB/Enclosure | ['FIT'] |  | 0 | Material
CA46740-0238 |  |  |  |  | EOL FC-16G_ORCA1/2 |  | IO Card | Fiber Channel Controller | ['FIT'] |  | 0 | Material
CA46740-0345 |  |  |  |  | EOL FCOE CONT_NOR |  | BB/Enclosure | BB/Enclosure | ['FIT'] |  | 0 | Material
CA46740-0367 |  |  |  |  | EOL/ï½¼ï½­ï½³ï½¾ï½·ï½¶ï½²ï¾› |  | Small parts | Small parts | ['FIT'] |  | 0 | Material
CA46740-0373 |  |  |  |  | PEX8712-CA80BC G |  | Small parts | Small parts | ['FIT'] |  | 0 | Material
CA46740-0777 |  |  |  |  | 64BIT.CPU MPU |  | CPU | Others | ['FIT'] |  | 0 | Material
CA46740-0790 |  |  |  |  | EOL/NHI350AM4 |  | Small parts | INTEL | ['FIT'] |  | 0 | Material
CA46740-0822 |  |  |  |  | Ethernet Controller X550-AT2 |  | BB/Enclosure | BB/Enclosure | ['FIT'] |  | 0 | Material
CA46740-0839 |  |  |  |  | EZX710AT2 LANCHIP |  | Small parts | Small parts | ['FIT'] |  | 0 | Material
CA46740-1005 |  |  |  |  | PHY |  | Small parts | Small parts | ['FIT'] |  | 0 | Material
CA46740-535000AT |  |  |  |  | MAX3243CPWR |  | Small parts | Small parts | ['FIT'] |  | 0 | Material
CA46740-555300AT |  |  |  |  | CLKï½¼ï¾žï½ªï¾ˆï¾šï½°ï¾€ |  | Small parts | Small parts | ['FIT'] |  | 0 | Material
CA46850-2012 | 10602722636 | CA46850-2012 |  | CA46850-2012 | SFP+MODULE SMF 10GBE LR REIHE | 50 | Small parts | Small parts | ['FIT' 'WST'] | KABE | 0 | Material
CA46850-3002 |  |  |  |  | ï¾‹ï½¶ï¾˜ ï¾“ï½¼ï¾žï¾•-ï¾™ |  | Small parts | Small parts | ['FIT'] |  | 0 | Material
CA46850-3023 |  |  |  |  | EOL/SFP+ 10G FINISAR |  | Small parts | Small parts | ['FIT'] |  | 0 | Material
CA46850-3033 |  |  |  |  | SFP+ 8G FINISAR |  | Small parts | Small parts | ['FIT'] |  | 0 | Material
CA46850-3037 | 10602765074 | CA46850-3037 |  | CA46850-3037 | DX SFP 16G (FINISAR) | 50 | IO card | Optical Transceiver | ['FIT' 'WST'] | KABE | 0 | Material
CA46850-3038 |  |  |  |  | FTL410QE1C |  | Small parts | Blade option | ['FIT'] |  | 0 | Material
CA46850-3043 | 10602765076 | CA46850-3043 |  |  | DX SFP 16G LONG WAVE | 50 | IO card | Optical Transceiver | ['FIT' 'WST'] | KABE | 0 | Material
CA46850-3045 | 10602722635 | CA46850-3045 |  |  | SFP+MODULE MMF 10GBE LC REIHE | 50 | Small parts | Small parts | ['FIT'] | KABE | 0 | Material
CA46850-3052 | 10602765075 | CA46850-3052 |  | CA46850-3052 | SFP FC 16G AVAGO AFBR-57F5MZ | 50 | IO card | Optical Transceiver | ['WST'] | KABE | 0 | Material
CA46850-3060 |  |  |  |  | QSFPP 40GBIT FI |  | Small parts | Blade option | ['FIT'] |  | 0 | Material
CA46850-3072 | 10602782547 | CA46850-3072 |  | CA46850-3072 | SFP+MODULE MMF 10GBE LC REIHE | 50 | Small parts | Small parts | ['FIT' 'WST'] | KABE | 0 | Material
CA46850-3073 |  |  |  |  | SFP+ 32G FINISAR |  | Small parts | Small parts | ['FIT'] |  | 0 | Material
CA46850-3075 |  |  |  |  | SFP+ 32G |  | Small parts | Small parts | ['FIT'] |  | 0 | Material
CA46850-3084 | 10603291643 | CA46850-3084 |  | CA46850-3084 | QSFP28 100G LR4 FTLC1154RDPL LC | 50 | IO card | Optical Transceiver | ['FIT' 'WST'] | KABE | 0 | Material
CA46901-0036 |  |  |  |  | EOL/ï¾“ï½¼ï¾žï½­-ï¾™PSU |  | PSU | PSU | ['FIT'] |  | 0 | Material
CA46920-0373 |  |  |  |  | IA-EOL |  | Small parts | Cable | ['FIT'] |  | 0 | Material
CA47001-123400AT |  |  |  |  | EOL/IC |  | Small parts | Small parts | ['FIT'] |  | 0 | Material
CA47003-008000AT |  |  |  |  | EOL/LED |  | Small parts | Small parts | ['FIT'] |  | 0 | Material
CA47100-621900AT |  |  |  |  | EOL/IC |  | Small parts | Small parts | ['FIT'] |  | 0 | Material
CA47100-659500AT |  |  |  |  | EOL/ï¾Šï¾Ÿï¾œï½°MOSFET |  | Small parts | Small parts | ['FIT'] |  | 0 | Material
CA47200-501700AT |  |  |  |  | EOL/ï¾€ï¾žï½²ï½µ-ï¾„ï¾ž |  | Small parts | Small parts | ['FIT'] |  | 0 | Material
CA47200-632100AT |  |  |  |  | EOL/ï¾€ï¾žï½²ï½µ-ï¾„ï¾ž |  | Small parts | Small parts | ['FIT'] |  | 0 | Material
CA49100-0382 |  |  |  |  | ï½½ï½²ï¾‚ï¾ |  | Small parts | Small parts | ['FIT'] |  | 0 | Material
CA49100-362000AT |  |  |  |  | EOL/ï½½ï½²ï½¯ï¾ |  | Small parts | Small parts | ['FIT'] |  | 0 | Material
CA49500-0050 |  |  |  |  | EOL/ï½¿ï½¹ï½¯ï¾„ |  | Small parts | Small parts | ['FIT'] |  | 0 | Material
CA49700-0161 |  |  |  |  | ï¾Œï¾—ï¾ï½¼ï¾žï½²ï¾ï¾šï¾‚ï¾„ |  | Small parts | Small parts | ['FIT'] |  | 0 | Material
CA51001-0373 |  |  |  |  | EOL/STM470/LCD |  | Small parts | Small parts | ['FIT'] |  | 0 | Material
CA52233-007700AT |  |  |  |  | CUT/ï½ºï¾ˆï½¸ï¾€ |  | Small parts | Small parts | ['FIT'] |  | 0 | Material
CA52300-2701 |  |  |  |  | CAP |  | Small parts | Small parts | ['FIT'] |  | 0 | Material
CA52300-6263 |  |  |  |  | ï½¼ï¾žï½¬ï½¯ï½¸ |  | Small parts | Small parts | ['FIT'] |  | 0 | Material
CA52302-3744/WKK |  |  |  |  | EOL/ï¾ƒï¾žï¾ï½·ï½ºï¾ˆï½¸ï¾€ |  | Small parts | Small parts | ['FIT'] |  | 0 | Material
CA52302-4582 |  |  |  |  | ï½ºï¾ˆï½¸ï¾€ (EOL) |  | Small parts | Small parts | ['FIT'] |  | 0 | Material
CA52302-6660 |  |  |  |  | EOL/ï¾ƒï¾žï¾ï½·ï½ºï¾ˆï½¸ï¾€ |  | Small parts | Small parts | ['FIT'] |  | 0 | Material
CA52302-6661 |  |  |  |  | EOL/ï½ºï¾ˆï½¸ï¾€(FJIT) |  | Small parts | Small parts | ['FIT'] |  | 0 | Material
CA52303-7790 |  |  |  |  | EOL/ï¾ƒï¾žï¾ï½·ï½ºï¾ˆï½¸ï¾€ |  | Small parts | Small parts | ['FIT'] |  | 0 | Material
CA52303-7791 |  |  |  |  | EOL/ï½¶ï¾…ï½¸ï¾ž |  | Small parts | Small parts | ['FIT'] |  | 0 | Material
CA53003-0273 |  |  |  |  | EOL/ï¾„ï¾—ï¾ï½½ |  | Small parts | Small parts | ['FIT'] |  | 0 | Material
CA53101-577000AT |  |  |  |  | EOL/ï½ºï¾ƒï½²ï½²ï¾ï¾€ï¾žï½¸ï¾€ |  | Small parts | Small parts | ['FIT'] |  | 0 | Material
CA53200-504700AT |  |  |  |  | EOL/IC |  | Small parts | Small parts | ['FIT'] |  | 0 | Material
CA54200-0640 |  |  |  |  | LITHIUM BATTERY |  | Small parts | Small parts | ['FIT'] |  | 0 | Material
CA62076-1001 |  |  |  |  | ï¾ƒï¾žï¾ï½·ï½¹-ï¾Œï¾žï¾™ |  | Small parts | Small parts | ['FIT'] |  | 0 | Material
CA62076-2001 |  |  |  |  | ï¾ƒï¾žï¾ï½·ï½¹-ï¾Œï¾žï¾™ |  | Small parts | Cable | ['FIT'] |  | 0 | Material
CA62076-3001 |  |  |  |  | ï¾ƒï¾žï¾ï½·ï½¹-ï¾Œï¾žï¾™ |  | Small parts | Small parts | ['FIT'] |  | 0 | Material
CA62076-4001 |  |  |  |  | ï¾ƒï¾žï¾ï½·ï½¹ï½°ï¾Œï¾žï¾™ |  | Small parts | Small parts | ['FIT'] |  | 0 | Material
CA62116-3001 |  |  |  |  | LANï½¹-ï¾Œï¾žï¾™ |  | Small parts | Cable | ['FIT'] |  | 0 | Material
CA62121-3001 |  |  |  |  | mSASHD-mSAS3.0m |  | Small parts | Small parts | ['FIT'] |  | 0 | Material
CA63029-3001 |  |  |  |  | ACï½¹ï½°ï¾Œï¾žï¾™ |  | Small parts | Cable | ['FIT'] |  | 0 | Material
CA63082-3001 |  |  |  |  | AC CABLE |  | Small parts | Cable | ['FIT'] |  | 0 | Material
CA63096-3001 |  |  |  |  | AC CABLE(JP) |  | Small parts | Cable | ['FIT'] |  | 0 | Material
CA63199-3001 |  |  |  |  | AC CORD |  | Small parts | Cable | ['FIT'] |  | 0 | Material
CA63201-3001 |  |  |  |  | ï¾ƒï¾žï¾ï½¹ï¾žï¾ï½ºï½°ï¾„ï¾ž |  | Small parts | Small parts | ['FIT'] |  | 0 | Material
CA63201-4001 |  |  |  |  | ï¾ƒï¾žï¾ï½¹ï¾žï¾ï½ºï½°ï¾„ï¾ž |  | Small parts | Small parts | ['FIT'] |  | 0 | Material
CA63208-2001 |  |  |  |  | ï¾ƒï¾žï¾ï½¹ï¾žï¾ï½ºï½°ï¾„ï¾ž |  | Small parts | Small parts | ['FIT'] |  | 0 | Material
CA63208-3001 |  |  |  |  | ï¾ƒï¾žï¾ï½¹ï¾žï¾ï½ºï½°ï¾„ï¾ž |  | Small parts | Small parts | ['FIT'] |  | 0 | Material
CA63213-3001 |  |  |  |  | AC CABLE |  | Small parts | Cable | ['FIT'] |  | 0 | Material
CA63221-3001 |  |  |  |  | ï¾ƒï¾žï¾ï½¹ï¾žï¾ï½¹ï½°ï¾Œï¾žï¾™ |  | Small parts | Small parts | ['FIT'] |  | 0 | Material
CA66058-2001 |  |  |  |  | ï¾‹ï½¶ï¾˜ ï½ºï¾ˆï½¸ï¾€ï¾‚ï½· ï½ºï½°ï¾„ï¾ž |  | Small parts | Small parts | ['FIT'] |  | 0 | Material
CA66069-0153 |  |  |  |  | EOL MSASHD(AOC)-15M |  | Small parts | Small parts | ['FIT'] |  | 0 | Material
CA66069-0303 |  |  |  |  | EOL BELUGA AOC 30M MOLEX |  | Small parts | Small parts | ['FIT'] |  | 0 | Material
CA66117-3002 |  |  |  |  | BELUGA AOC 30M FINISAR |  | Small parts | Small parts | ['FIT'] |  | 0 | Material
CA70200-3633 |  |  |  |  | EOL/ï½¹-ï¾Œï¾žï¾™ASSY |  | Small parts | Cable | ['FIT'] |  | 0 | Material
CA70200-3812 |  |  |  |  | EOL/CABLE SAS |  | Small parts | Cable | ['FIT'] |  | 0 | Material
CA70200-3814 |  |  |  |  | EOL/CBL-SAS4M |  | Small parts | Cable | ['FIT'] |  | 0 | Material
CA70200-4112 |  |  |  |  | EOL/SLED-CABLE-ASSY |  | Small parts | Cable | ['FIT'] |  | 0 | Material
CA70200-4114 |  |  |  |  | EOL/PIï½¹ï½°ï¾Œï¾žï¾™ASSY |  | Small parts | Small parts | ['FIT'] |  | 0 | Material
CA70200-4190 |  |  |  |  | ACï½¹ï½°ï¾Œï¾žï¾™ |  | Small parts | Cable | ['FIT'] |  | 0 | Material
CA72001-4531 |  |  |  |  | USB EXT.CABLE |  | Small parts | Cable | ['FIT'] |  | 0 | Material
CA72001-4716 |  |  |  |  | USB CABLE |  | Small parts | Cable | ['FIT'] |  | 0 | Material
CA72001-4831 |  |  |  |  | RS232C CABLE |  | Small parts | Cable | ['FIT'] |  | 0 | Material
CA72001-4845 |  |  |  |  | AC CABLE |  | Small parts | Cable | ['FIT'] |  | 0 | Material
CA72001-4846 |  |  |  |  | AC CABLE |  | Small parts | Cable | ['FIT'] |  | 0 | Material
CA72001-4898 |  |  |  |  | AC CABLE |  | Small parts | Cable | ['FIT'] |  | 0 | Material
CA72001-4929 |  |  |  |  | IA-EOL |  | Small parts | Cable | ['FIT'] |  | 0 | Material
CA72001-5091 |  |  |  |  | EOL/ACï½¹ï½°ï¾Œï¾žï¾™ |  | Small parts | Cable | ['FIT'] |  | 0 | Material
CA72001-5129 |  |  |  |  | CBL 200V C14C19 |  | Small parts | Cable | ['FIT'] |  | 0 | Material
CA72001-5157 |  |  |  |  | USB Cable |  | Small parts | Cable | ['FIT'] |  | 0 | Material
CA72001-5183 |  |  |  |  | EOL/EPO TRM |  | Small parts | Small parts | ['FIT'] |  | 0 | Material
CA72001-5198 |  |  |  |  | MINI-DP>DVI ADP |  | Small parts | Small parts | ['FIT'] |  | 0 | Material
CA72001-5249 |  |  |  |  | MINI DP>VGA ADP |  | Small parts | Small parts | ['FIT'] |  | 0 | Material
CA72002-4473 |  |  |  |  | AC CABLE |  | Small parts | Cable | ['FIT'] |  | 0 | Material
CA72002-4563 |  |  |  |  | AC CABLE |  | Small parts | Cable | ['FIT'] |  | 0 | Material
CA72002-4571 |  |  |  |  | AC CABLE |  | Small parts | Cable | ['FIT'] |  | 0 | Material
CA72002-4572 |  |  |  |  | AC CABLE |  | Small parts | Cable | ['FIT'] |  | 0 | Material
CA72002-4573 |  |  |  |  | AC CABLE |  | Small parts | Cable | ['FIT'] |  | 0 | Material
CA72002-4654 |  |  |  |  | AC CABLE |  | Small parts | Cable | ['FIT'] |  | 0 | Material
CA72002-4663 |  |  |  |  | POWER CORD |  | Small parts | Cable | ['FIT'] |  | 0 | Material
CA72002-4714 |  |  |  |  | AC CABLE |  | Others | Others | ['FIT'] |  | 0 | Material
CA72002-4881 |  |  |  |  | AC CABLE |  | Small parts | Cable | ['FIT'] |  | 0 | Material
CA72002-4882 |  |  |  |  | AC CABLE |  | Small parts | Cable | ['FIT'] |  | 0 | Material
CA72002-4883 |  |  |  |  | AC CABLE |  | Small parts | Cable | ['FIT'] |  | 0 | Material
CA72002-4884 |  |  |  |  | AC CABLE 12A/3M |  | Small parts | Cable | ['FIT'] |  | 0 | Material
CA72002-4885 |  |  |  |  | AC CABLE |  | Small parts | Cable | ['FIT'] |  | 0 | Material
CA72002-4961 |  |  |  |  | ï¾ƒï¾žï¾ï½¹ï¾žï¾ï½ºï½°ï¾„ï¾ž |  | Small parts | Small parts | ['FIT'] |  | 0 | Material
CA72002-5412 |  |  |  |  | AC CORD |  | Small parts | Cable | ['FIT'] |  | 0 | Material
CA72002-5413 |  |  |  |  | AC CORD |  | Small parts | Cable | ['FIT'] |  | 0 | Material
CA72002-5414 |  |  |  |  | AC CORD |  | Small parts | Cable | ['FIT'] |  | 0 | Material
CA72002-5601 |  |  |  |  | ï½¹ï½°ï¾Œï¾žï¾™ |  | Small parts | Cable | ['FIT'] |  | 0 | Material
CA72002-5602 |  |  |  |  | CABLE ASSY |  | Small parts | Cable | ['FIT'] |  | 0 | Material
CA72002-5603 |  |  |  |  | CABLE ASSY |  | Small parts | Cable | ['FIT'] |  | 0 | Material
CA72002-5610 |  |  |  |  | PCUï½¹ï½°ï¾Œï¾žï¾™ASSY |  | Small parts | Small parts | ['FIT'] |  | 0 | Material
CA72002-5611 |  |  |  |  | PCUï½¹ï½°ï¾Œï¾žï¾™ASSY |  | Small parts | Small parts | ['FIT'] |  | 0 | Material
CA72002-5620 |  |  |  |  | D-CABLE |  | Small parts | Cable | ['FIT'] |  | 0 | Material
CA72002-5622 |  |  |  |  | D-CABLE |  | Small parts | Cable | ['FIT'] |  | 0 | Material
CA72002-5701 |  |  |  |  | AC CABLE W/FUSE |  | Small parts | Cable | ['FIT'] |  | 0 | Material
CA72003-1601 |  |  |  |  | AC CABLE |  | Small parts | Cable | ['FIT'] |  | 0 | Material
CA72233-0840 |  |  |  |  | USB CABLE ASSY |  | Small parts | Cable | ['FIT'] |  | 0 | Material
CA72306-1511 |  |  |  |  | EOL/MINIMINISAS CBL |  | Small parts | Cable | ['FIT'] |  | 0 | Material
CA72306-1521 |  |  |  |  | EOL/CBL SAS |  | Small parts | Cable | ['FIT'] |  | 0 | Material
CA72306-2011 |  |  |  |  | EOL/MINI SAS |  | Small parts | Small parts | ['FIT'] |  | 0 | Material
CA72306-3011 |  |  |  |  | EOL/MINI SAS CBL |  | Small parts | Cable | ['FIT'] |  | 0 | Material
CA72306-3021 |  |  |  |  | EOL/MINIIBCABLE |  | Small parts | Cable | ['FIT'] |  | 0 | Material
CA72306-4011 |  |  |  |  | EOL/MINI SAS |  | Small parts | Small parts | ['FIT'] |  | 0 | Material
CA72306-6011 |  |  |  |  | EOL/MINIMINISAS CBL |  | Small parts | Cable | ['FIT'] |  | 0 | Material
CA72307-1101 |  |  |  |  | EOL/QSFP 1.1M |  | Small parts | Small parts | ['FIT'] |  | 0 | Material
CA72312-1001 |  |  |  |  | IA-EOL |  | Small parts | Cable | ['FIT'] |  | 0 | Material
CA72312-3001 |  |  |  |  | IA-EOL |  | Small parts | Cable | ['FIT'] |  | 0 | Material
CA72313-1002 |  |  |  |  | IB CABLE |  | Small parts | Cable | ['FIT'] |  | 0 | Material
CA72313-2002 |  |  |  |  | IA-EOL |  | Small parts | Cable | ['FIT'] |  | 0 | Material
CA72314-2501 |  |  |  |  | MINI SAS HD2.5M |  | Cable | Cable | ['FIT'] |  | 0 | Material
CA72314-3501 |  |  |  |  | MINI SAS HD3.5M |  | Cable | Cable | ['FIT'] |  | 0 | Material
CA72314-6001 |  |  |  |  | MINI SAS HD6.0M |  | Cable | Cable | ['FIT'] |  | 0 | Material
CA72315-0751 |  |  |  |  | MINI SAS HD.75M |  | Others | Others | ['FIT'] |  | 0 | Material
CA72316-3001 |  |  |  |  | EOL/CBL-SAS-12G |  | Small parts | Cable | ['FIT'] |  | 0 | Material
CA72316-6001 |  |  |  |  | mSASHD-mSAS6.0m |  | Small parts | Small parts | ['FIT'] |  | 0 | Material
CA75171-3001 |  |  |  |  | ï¾Œï¾Ÿï¾˜ï¾ï¾€ï½¹-ï¾Œï¾žï¾™ |  | Small parts | Cable | ['FIT'] |  | 0 | Material
CA75244-1001 |  |  |  |  | SCSIï½¹-ï¾Œï¾žï¾™ |  | Small parts | Cable | ['FIT'] |  | 0 | Material
CA75401-3001 |  |  |  |  | EOL/CABLE |  | Small parts | Cable | ['FIT'] |  | 0 | Material
CA77992-9000 |  |  |  |  | EOL/4G-FC CABLE |  | Small parts | Cable | ['FIT'] |  | 0 | Material
CA78438-3001 |  |  |  |  | AC CABLE |  | Small parts | Cable | ['FIT'] |  | 0 | Material
CA80418-Y058 |  |  |  |  | LABEL PLATE |  | Small parts | Label | ['FIT'] |  | 0 | Material
CA80418-Y059 |  |  |  |  | LABEL HOLDER |  | Small parts | Label | ['FIT'] |  | 0 | Material
CA80418-Y060 |  |  |  |  | LABEL PLATE2 |  | Small parts | Label | ['FIT'] |  | 0 | Material
CA80418-Y677 |  |  |  |  | ENVELOPE |  | Small parts | Small parts | ['FIT'] |  | 0 | Material
CA82001-1285 |  |  |  |  | SFPï¾€ï¾žï½½ï¾„ï½¶ï¾Šï¾ž-/XEN |  | Small parts | Small parts | ['FIT'] |  | 0 | Material
CA82001-1477 |  |  |  |  | ï¾„ï¾‚ï¾ƒ |  | Small parts | Small parts | ['FIT'] |  | 0 | Material
CA82001-2979 |  |  |  |  | ï½¹ï½°ï¾Œï¾žï¾™ï½¶ï½²ï½¿ï½³ï½·ï½¯ï¾„ |  | Small parts | Rack parts | ['FIT'] |  | 0 | Material
CA82001-7110 |  |  |  |  | ï¾Šï¾˜ï¾‚ï½¹ï¾’ï½²ï¾Šï¾žï¾ |  | Small parts | Small parts | ['FIT'] |  | 0 | Material
CA82001-8350 |  |  |  |  | ï¾‹ï½°ï¾„ï½¼ï¾ï½¸ |  | Small parts | Cooling | ['FIT'] |  | 0 | Material
CA82001-8425 |  |  |  |  | HEAT SINK |  | Small parts | Cooling | ['FIT'] |  | 0 | Material
CA82001-8584 |  |  |  |  | ï¾‹ï½°ï¾„ï½¼ï¾ï½¸ |  | Small parts | Cooling | ['FIT'] |  | 0 | Material
CA82001-9999 |  |  |  |  | HEAT SINK |  | Small parts | Cooling | ['FIT'] |  | 0 | Material
CA82001-C181 |  |  |  |  | ï½¶ï¾…ï½¸ï¾žï½·ï½¯ï¾„ |  | Small parts | Rack parts | ['FIT'] |  | 0 | Material
CA82001-C187 |  |  |  |  | ï½¶ï¾…ï½¸ï¾žï½·ï½¯ï¾„ |  | Small parts | Rack parts | ['FIT'] |  | 0 | Material
CA82001-C242 |  |  |  |  | ï½¶ï¾…ï½¸ï¾žï½¾ï½¯ï¾„-1 |  | Small parts | Rack parts | ['FIT'] |  | 0 | Material
CA82001-C244 |  |  |  |  | ï½¶ï¾…ï½¸ï¾žï½¾ï½¯ï¾„-2 |  | Small parts | Rack parts | ['FIT'] |  | 0 | Material
CA82001-G805 |  |  |  |  | F-Bezel-UP(P1) |  | Small parts | Small parts | ['FIT'] |  | 0 | Material
CA82001-G806 |  |  |  |  | F-Bezel-UP(P2) |  | Small parts | Small parts | ['FIT'] |  | 0 | Material
CA82001-G809 |  |  |  |  | F-Bezel-UP(P2') |  | Small parts | Small parts | ['FIT'] |  | 0 | Material
CA82002-8620 |  |  |  |  | ï¾—ï¾‚ï½¸ï¾…ï¾‚ï¾„ |  | Small parts | Small parts | ['FIT'] |  | 0 | Material
CA82004-0001 |  |  |  |  | ï¾‹ï½°ï¾„ï½¼ï¾ï½¸ |  | Small parts | Cooling | ['FIT'] |  | 0 | Material
CA82004-4642 |  |  |  |  | HEAT SINK |  | Small parts | Cooling | ['FIT'] |  | 0 | Material
CA82004-4643 |  |  |  |  | HEAT SINK |  | Small parts | Cooling | ['FIT'] |  | 0 | Material
CA82004-4644 |  |  |  |  | HEAT SINK |  | Small parts | Cooling | ['FIT'] |  | 0 | Material
CA82004-6029 |  |  |  |  | ROD GUIDE |  | Small parts | Manual | ['FIT'] |  | 0 | Material
CA82004-7166 |  |  |  |  | HEAT SINK |  | Small parts | Cooling | ['FIT'] |  | 0 | Material
CA82004-9127 |  |  |  |  | HEAT SINK |  | Small parts | Cooling | ['FIT'] |  | 0 | Material
CA82005-Y311 |  |  |  |  | THERMAL SHEET |  | Small parts | Small parts | ['FIT'] |  | 0 | Material
CA82007-0493 |  |  |  |  | FAIRY CAMAS HS |  | Small parts | Cooling | ['FIT'] |  | 0 | Material
CA82007-0495 |  |  |  |  | FAIRY CPU HS |  | Small parts | Cooling | ['FIT'] |  | 0 | Material
CA82007-0500 |  |  |  |  | ï¾ˆï½¼ï¾ž |  | Small parts | Small parts | ['FIT'] |  | 0 | Material
CA82007-1047 |  |  |  |  | Key Cylinder |  | Small parts | Small parts | ['FIT'] |  | 0 | Material
CA82007-1060 |  |  |  |  | Key Fixing Plat |  | Small parts | Small parts | ['FIT'] |  | 0 | Material
CA82013-Y077 |  |  |  |  | LOGO PLATE |  | Small parts | Small parts | ['FIT'] |  | 0 | Material
CA82013-Y413 |  |  |  |  | Bezel Lower |  | Small parts | Small parts | ['FIT'] |  | 0 | Material
CA82021-0412 |  |  |  |  | ï¾Šï¾ï¾„ï¾žï¾™ |  | Small parts | Small parts | ['FIT'] |  | 0 | Material
CA82027-3700 | 10603428273 | CA82027-3700 |  |  | Nidec CDU 80kw | 30 | Small parts | CX option | ['FIT'] | KABE | 0 | Material
CA82027-3701 | 10603428274 | CA82027-3701 |  |  | CDM for CDU-Nd | 30 | Small parts | CX option | ['FIT'] | KABE | 0 | Material
CA82027-3702 | 10603428275 | CA82027-3702 |  |  | ï¾Šï½²ï½¶ï¾ï½±ï¾€ï¾žï¾Œï¾Ÿï¾€ | 0 | Small parts | Mechanical | ['FIT'] | KABE | 0 | Material
CA82027-3703 |  |  |  |  | LC-Thermal-Pad |  | Small parts | CX option | ['FIT'] |  | 0 | Material
CA82027-3704 |  |  |  |  | LCM-C7-without grease |  | Small parts | Small parts | ['FIT'] |  | 0 | Material
CA82027-3705 | 10603426381 | CA82027-3705 |  |  | Tube Assy RBFF300 | 30 | Small parts | CX option | ['FIT'] | KABE | 0 | Material
CA82027-3706 | 10603426382 | CA82027-3706 |  |  | Tube Assy RBFF400 | 30 | Small parts | CX option | ['FIT'] | KABE | 0 | Material
CA82027-3710 |  |  |  |  | LC-PS-UNIT |  | Small parts | CX option | ['FIT'] |  | 0 | Material
CA82027-3711 |  |  |  |  | LC-CONTROL-UNIT |  | Small parts | CX option | ['FIT'] |  | 0 | Material
CA82027-3712 | 10603428276 | CA82027-3712 |  |  | Injection Fix | 30 | Small parts | CX option | ['FIT'] | KABE | 0 | Material
CA82027-3713 |  |  |  |  | LC-COOLANT |  | Small parts | Small parts | ['FIT'] |  | 0 | Material
CA82027-3714 |  |  |  |  | LC-PUMP-UNIT |  | Small parts | CX option | ['FIT'] |  | 0 | Material
CA82027-3716 |  |  |  |  | LC-VRM Heatsink |  | Small parts | Mechanical | ['FIT'] |  | 0 | Material
CA82105-2037 |  |  |  |  | GASKET |  | Small parts | Small parts | ['FIT'] |  | 0 | Material
CA82270-C001 |  |  |  |  | CM MB CASE ASM |  | Small parts | Small parts | ['FIT'] |  | 0 | Material
CA82270-C002 |  |  |  |  | FRONT PANEL |  | Small parts | Small parts | ['FIT'] |  | 0 | Material
CA82270-C004 | 10602774333 | CA82270-C004 | CA82270-C004 | CA82270-C004 | DX CM IO DUMMY 2.5 3.5 HDDE | 50 | Others | Others | ['FIT' 'MW' 'WST'] | KABE | 0 | Material
CA82270-C005 | 10602774334 | CA82270-C005 | CA82270-C005 | CA82270-C005 | DX ENTRY DB DUMMY | 50 | Others | Others | ['FIT' 'MW' 'WST'] | KABE | 0 | Material
CA82270-C017 |  |  |  |  | FRONT PANEL |  | Small parts | Small parts | ['FIT'] |  | 0 | Material
CA82295-W001 |  |  |  |  | ï¾Šï½º |  | Small parts | Small parts | ['FIT'] |  | 0 | Material
CA82295-W021 |  |  |  |  | ï¾Šï½º |  | Small parts | Small parts | ['FIT'] |  | 0 | Material
CA82302-C001 |  |  |  |  | CM CASE ASM |  | Small parts | Small parts | ['FIT'] |  | 0 | Material
CA82302-C011 |  |  |  |  | CM CASE ASM |  | Small parts | Small parts | ['FIT'] |  | 0 | Material
CA82302-C121 |  |  |  |  | CM CASE ASM |  | Small parts | Small parts | ['FIT'] |  | 0 | Material
CA82302-C122 |  |  |  |  | CM CASE ASM |  | Small parts | Small parts | ['FIT'] |  | 0 | Material
CA82302-F013 |  |  |  |  | SCU BRACKET |  | Small parts | Small parts | ['FIT'] |  | 0 | Material
CA82302-Y057 |  |  |  |  | CA COVER |  | Small parts | Small parts | ['FIT'] |  | 0 | Material
CA82302-Y061 |  |  |  |  | CM BASE |  | Small parts | Small parts | ['FIT'] |  | 0 | Material
CA82302-Y063 |  |  |  |  | FC16G F PANEL |  | Small parts | Small parts | ['FIT'] |  | 0 | Material
CA82302-Y064 |  |  |  |  | DB GUIDE |  | Small parts | Small parts | ['FIT'] |  | 0 | Material
CA82302-Y123 |  |  |  |  | F PLATE O |  | Small parts | Small parts | ['FIT'] |  | 0 | Material
CA82308-C003 |  |  |  |  | CM CASE ASM |  | Small parts | Small parts | ['FIT'] |  | 0 | Material
CA82340-C115 |  |  |  |  | VECM CASE ASM |  | Small parts | Small parts | ['FIT'] |  | 0 | Material
CA82340-C125 |  |  |  |  | CM CASE ASM |  | Small parts | Small parts | ['FIT'] |  | 0 | Material
CA82340-Y201 |  |  |  |  | BUD PLATE |  | Small parts | Small parts | ['FIT'] |  | 0 | Material
CA82340-Y202 |  |  |  |  | BUD PLATE |  | Small parts | Small parts | ['FIT'] |  | 0 | Material
CA90001-1334 |  |  |  |  | ï¾—ï¾ï¾žï¾™ |  | Small parts | Label | ['FIT'] |  | 0 | Material
CA90001-1335 |  |  |  |  | VCCI LABEL |  | Small parts | Label | ['FIT'] |  | 0 | Material
CA90003-2760 |  |  |  |  | CKSï½¸ï¾—ï¾ï¾Œï¾Ÿ |  | Small parts | Small parts | ['FIT'] |  | 0 | Material
CA90203-0615 |  |  |  |  | ï¾Šï¾˜ï¾‚ï½¹ï½²ï¾€ |  | Small parts | Small parts | ['FIT'] |  | 0 | Material
CA90203-1170 |  |  |  |  | ï¾—ï¾ï¾žï¾™ |  | Small parts | Label | ['FIT'] |  | 0 | Material
CA90203-1373 |  |  |  |  | ï¾—ï½²ï½¾ï¾ï½½ï½¼ï½°ï¾„ |  | Small parts | License | ['FIT'] |  | 0 | Material
CA91200-D597 |  |  |  |  | DVD-R Pï½¹ï½°ï½½ |  | Small parts | DVD | ['FIT'] |  | 0 | Material
CA92001-1635 |  |  |  |  | ï½µï¾Œï¾Ÿï½¼ï½®ï¾ï¾Žï½¼ï½®ï½³ï½¼ï½® |  | Small parts | Manual | ['FIT'] |  | 0 | Material
CA92001-2311 |  |  |  |  | HEAT SINK |  | Small parts | Cooling | ['FIT'] |  | 0 | Material
CA92001-2631 |  |  |  |  | SDPï¾„ï½³ï¾›ï½¸ï½¶ï½°ï¾„ï¾ž |  | Small parts | Support Desk Pack | ['FIT'] |  | 0 | Material
CA92001-2764 |  |  |  |  | GUARANTEE SHEET |  | Small parts | Manual | ['FIT'] |  | 0 | Material
CA92001-3174 |  |  |  |  | ï½²ï½¼ï½®ï½³ï¾’ï½²ï¾Šï¾žï¾ |  | Small parts | Small parts | ['FIT'] |  | 0 | Material
CA92001-3176 |  |  |  |  | ï½²ï½¼ï½®ï½³ï¾’ï½²ï¾Šï¾žï¾ |  | Small parts | Small parts | ['FIT'] |  | 0 | Material
CA92001-3177 |  |  |  |  | ï½²ï½¼ï½®ï½³ï¾’ï½²ï¾Šï¾žï¾ |  | Small parts | Small parts | ['FIT'] |  | 0 | Material
CA92001-3195 |  |  |  |  | LABEL |  | Small parts | Label | ['FIT'] |  | 0 | Material
CA92001-3290 |  |  |  |  | ï¾Žï½¼ï¾–ï½³ï½¼ï¾– |  | Small parts | Manual | ['FIT'] |  | 0 | Material
CA92001-3505 |  |  |  |  | LABEL |  | Small parts | Label | ['FIT'] |  | 0 | Material
CA92001-4256 |  |  |  |  | GUARANTEE SHEET |  | Small parts | Manual | ['FIT'] |  | 0 | Material
CA92001-4269 |  |  |  |  | LABEL |  | Small parts | Label | ['FIT'] |  | 0 | Material
CA92001-4307 |  |  |  |  | LABEL(NETWORK) |  | Small parts | Label | ['FIT'] |  | 0 | Material
CA92001-4356 |  |  |  |  | GUARANTEE SHEET |  | Small parts | Manual | ['FIT'] |  | 0 | Material
CA92001-4392 |  |  |  |  | LABEL |  | Small parts | Label | ['FIT'] |  | 0 | Material
CA92001-4394 |  |  |  |  | LABEL |  | Small parts | Label | ['FIT'] |  | 0 | Material
CA92001-4694 |  |  |  |  | DVCF LICENS JP |  | Small parts | License | ['FIT'] |  | 0 | Material
CA92001-4706 | 10602774365 | CA92001-4706 | CA92001-4706 | CA92001-4706 | DX ENTRY CABLE MARKING LABEL | 50 | Small parts | Label | ['MW' 'WST'] | KABE | 0 | Material
CA92001-4777 |  |  |  |  | SDK STD Rack |  | Small parts | Support Desk Pack | ['FIT'] |  | 0 | Material
CA92001-4778 |  |  |  |  | SDK STD24 Rack |  | Small parts | Support Desk Pack | ['FIT'] |  | 0 | Material
CA92001-5108 |  |  |  |  | LOGO BASE |  | Small parts | Label | ['FIT'] |  | 0 | Material
CA92001-5210 |  |  |  |  | FJ LOGO LABEL |  | Small parts | Label | ['FIT'] |  | 0 | Material
CA92001-5213 |  |  |  |  | FJ LOGO LABEL |  | Small parts | Label | ['FIT'] |  | 0 | Material
CA92001-5218 |  |  |  |  | P1ï¾Žï½¼ï½®ï½³ï½¼ï½® |  | Small parts | Manual | ['FIT'] |  | 0 | Material
CA92001-5240 |  |  |  |  | ï¾Žï½¼ï½®ï½³ï½·ï¾”ï½¸ |  | Small parts | Manual | ['FIT'] |  | 0 | Material
CA92001-5244 |  |  |  |  | F_LABEL_2U |  | Small parts | Label | ['FIT'] |  | 0 | Material
CA92001-5245 |  |  |  |  | F_LABEL_4U |  | Small parts | Label | ['FIT'] |  | 0 | Material
CA92001-5246 |  |  |  |  | F_LABEL_4U_K |  | Small parts | Label | ['FIT'] |  | 0 | Material
CA92001-5247 |  |  |  |  | SDK card Public |  | Small parts | Small parts | ['FIT'] |  | 0 | Material
CA92001-5248 |  |  |  |  | SDK card Non Pb |  | Small parts | Small parts | ['FIT'] |  | 0 | Material
CA92001-5394 |  |  |  |  | F_LABEL_2U |  | Packaging | Packaging | ['FIT'] |  | 0 | Material
CA92002-8872 | 10602774366 | CA92002-8872 | CA92002-8872 | CA92002-8872 | JX40 S2 MODEL LABEL | 50 | Small parts | Label | ['FIT' 'MW' 'WST'] | KABE | 0 | Material
CA92002-8873 |  |  |  |  | MODEL LOGO |  | Small parts | Label | ['FIT'] |  | 0 | Material
CA92002-8875 | 10602774367 | CA92002-8875 | CA92002-8875 |  | JX60 S2 MODELL LABEL | 80 | Small parts | Label | ['FIT' 'MW' 'WST'] | KABE | 0 | Material
CA92002-8881 |  |  |  |  | KCMARK(SPINNER) |  | Small parts | Label | ['FIT'] |  | 0 | Material
CA92002-8888 |  |  |  |  | KCMARK(FAIRY) |  | Small parts | Small parts | ['FIT'] |  | 0 | Material
CA92002-9071 |  |  |  |  | HDD LABEL |  | Small parts | Label | ['FIT'] |  | 0 | Material
CA92002-9073 |  |  |  |  | HDD LABEL |  | Small parts | Label | ['FIT'] |  | 0 | Material
CA92002-9074 |  |  |  |  | HDD LABEL |  | Small parts | Label | ['FIT'] |  | 0 | Material
CA92002-9076 |  |  |  |  | HDD LABEL |  | Small parts | Label | ['FIT'] |  | 0 | Material
CA92002-9230 |  |  |  |  | LABEL |  | Small parts | Label | ['FIT'] |  | 0 | Material
CA92002-9232 |  |  |  |  | LABEL |  | Small parts | Label | ['FIT'] |  | 0 | Material
CA92002-9233 |  |  |  |  | LABEL |  | Small parts | Label | ['FIT'] |  | 0 | Material
CA92002-9234 |  |  |  |  | LABEL |  | Small parts | Label | ['FIT'] |  | 0 | Material
CA92002-9235 |  |  |  |  | LABEL |  | Small parts | Label | ['FIT'] |  | 0 | Material
CA92002-9236 |  |  |  |  | LABEL |  | Small parts | Label | ['FIT'] |  | 0 | Material
CA92002-9237 |  |  |  |  | LABEL |  | Small parts | Label | ['FIT'] |  | 0 | Material
CA92002-9238 |  |  |  |  | LABEL |  | Small parts | Label | ['FIT'] |  | 0 | Material
CA92002-9239 |  |  |  |  | LABEL |  | Small parts | Label | ['FIT'] |  | 0 | Material
CA92002-9341 |  |  |  |  | LABEL |  | Small parts | Label | ['FIT'] |  | 0 | Material
CA92002-9343 |  |  |  |  | LABEL |  | Small parts | Label | ['FIT'] |  | 0 | Material
CA92002-9344 |  |  |  |  | HDD LABEL |  | Small parts | Label | ['FIT'] |  | 0 | Material
CA92002-9345 |  |  |  |  | HDD LABEL |  | Small parts | Label | ['FIT'] |  | 0 | Material
CA92002-9346 |  |  |  |  | HDD LABEL |  | Small parts | Label | ['FIT'] |  | 0 | Material
CA92002-9371 |  |  |  |  | HDD LABEL |  | Small parts | Label | ['FIT'] |  | 0 | Material
CA92002-9374 |  |  |  |  | HDD LABEL |  | Small parts | Label | ['FIT'] |  | 0 | Material
CA92002-9375 |  |  |  |  | SSD LABEL |  | Small parts | Label | ['FIT'] |  | 0 | Material
CA92002-9377 |  |  |  |  | HDD LABEL |  | Small parts | Label | ['FIT'] |  | 0 | Material
CA92002-9378 |  |  |  |  | HDD LABEL |  | Small parts | Label | ['FIT'] |  | 0 | Material
CA92002-9379 |  |  |  |  | HDD LABEL |  | Small parts | Label | ['FIT'] |  | 0 | Material
CA92002-9400 |  |  |  |  | HDD LABEL |  | Small parts | Label | ['FIT'] |  | 0 | Material
CA92002-9401 |  |  |  |  | HDD LABEL |  | Small parts | Label | ['FIT'] |  | 0 | Material
CA92002-9402 |  |  |  |  | HDD LABEL |  | Small parts | Label | ['FIT'] |  | 0 | Material
CA92002-9403 |  |  |  |  | HDD LABEL |  | Small parts | Label | ['FIT'] |  | 0 | Material
CA92002-9604 |  |  |  |  | LABEL |  | Small parts | Label | ['FIT'] |  | 0 | Material
CA92002-9605 |  |  |  |  | LABEL |  | Small parts | Label | ['FIT'] |  | 0 | Material
CA92002-9606 |  |  |  |  | LABEL |  | Small parts | Label | ['FIT'] |  | 0 | Material
CA92002-9610 |  |  |  |  | LABEL |  | Small parts | Label | ['FIT'] |  | 0 | Material
CA92002-9611 |  |  |  |  | LABEL |  | Small parts | Label | ['FIT'] |  | 0 | Material
CA92002-9614 |  |  |  |  | LABEL |  | Small parts | Label | ['FIT'] |  | 0 | Material
CA92002-9615 |  |  |  |  | LABEL |  | Small parts | Label | ['FIT'] |  | 0 | Material
CA92002-9616 |  |  |  |  | LABEL |  | Small parts | Label | ['FIT'] |  | 0 | Material
CA92002-9617 |  |  |  |  | LABEL |  | Small parts | Label | ['FIT'] |  | 0 | Material
CA92002-9620 |  |  |  |  | LABEL |  | Small parts | Label | ['FIT'] |  | 0 | Material
CA92002-9621 |  |  |  |  | LABEL |  | Small parts | Label | ['FIT'] |  | 0 | Material
CA92002-9660 |  |  |  |  | HDD LABEL |  | Small parts | Label | ['FIT'] |  | 0 | Material
CA92002-9661 |  |  |  |  | HDD LABEL |  | Small parts | Label | ['FIT'] |  | 0 | Material
CA92002-9662 |  |  |  |  | SSD LABEL |  | Small parts | Label | ['FIT'] |  | 0 | Material
CA92002-9663 |  |  |  |  | HDD LABEL |  | Small parts | Label | ['FIT'] |  | 0 | Material
CA92002-9672 |  |  |  |  | HDD LABEL |  | Small parts | Label | ['FIT'] |  | 0 | Material
CA92002-9673 |  |  |  |  | SSD LABEL |  | Small parts | Label | ['FIT'] |  | 0 | Material
CA92002-9674 |  |  |  |  | SSD LABEL |  | Small parts | Label | ['FIT'] |  | 0 | Material
CA92002-9681 |  |  |  |  | HDD LABEL |  | Small parts | Label | ['FIT'] |  | 0 | Material
CA92002-9710 |  |  |  |  | HDD LABEL |  | Small parts | Label | ['FIT'] |  | 0 | Material
CA92002-9711 |  |  |  |  | HDD LABEL |  | Small parts | Label | ['FIT'] |  | 0 | Material
CA92002-9713 |  |  |  |  | HDD LABEL |  | Small parts | Label | ['FIT'] |  | 0 | Material
CA92002-9715 |  |  |  |  | HDD LABEL |  | Small parts | Label | ['FIT'] |  | 0 | Material
CA92002-9716 |  |  |  |  | HDD LABEL |  | Small parts | Label | ['FIT'] |  | 0 | Material
CA92002-9721 |  |  |  |  | MODEL LABEL |  | Small parts | Label | ['FIT'] |  | 0 | Material
CA92002-9725 |  |  |  |  | MODEL LABEL |  | Small parts | Label | ['FIT'] |  | 0 | Material
CA92002-9726 |  |  |  |  | MODEL LABEL |  | Small parts | Label | ['FIT'] |  | 0 | Material
CA92002-9837 |  |  |  |  | M-LOGO(DX60 S5) |  | Small parts | Label | ['FIT'] |  | 0 | Material
CA92002-9838 |  |  |  |  | M-LOGO(DX100 S5) |  | Small parts | Label | ['FIT'] |  | 0 | Material
CA92002-9839 |  |  |  |  | M-LOGO(DX200 S5) |  | Small parts | Label | ['FIT'] |  | 0 | Material
CA92002-9971 |  |  |  |  | LABEL |  | Small parts | Label | ['FIT'] |  | 0 | Material
CA92002-9972 |  |  |  |  | LABEL |  | Small parts | Label | ['FIT'] |  | 0 | Material
CA92002-9973 |  |  |  |  | LABEL |  | Small parts | Label | ['FIT'] |  | 0 | Material
CA92002-9997 | 10602667634 | CA92002-9997 | CA92002-9997 |  | DX60 S5 MODEL LABEL | 80 | Small parts | Label | ['MW' 'WST'] | KABE | 0 | Material
CA92002-9998 | 10602667633 | CA92002-9998 | CA92002-9998 | CA92002-9998 | DX100 S5 MODEL LABEL | 50 | Small parts | Label | ['MW' 'WST'] | KABE | 0 | Material
CA92002-9999 | 10602667632 | CA92002-9999 | CA92002-9999 | CA92002-9999 | DX200 S5 MODEL LABEL | 50 | Small parts | Label | ['MW' 'WST'] | KABE | 0 | Material
CA92003-8754 |  |  |  |  | LABEL |  | Small parts | Label | ['FIT'] |  | 0 | Material
CA92003-8756 |  |  |  |  | LABEL |  | Small parts | Label | ['FIT'] |  | 0 | Material
CA92003-8759 |  |  |  |  | ï¾—ï¾ï¾žï¾™ |  | Small parts | Label | ['FIT'] |  | 0 | Material
CA92003-9124 |  |  |  |  | LABEL |  | Small parts | Label | ['FIT'] |  | 0 | Material
CA92005-0031 |  |  |  |  | P/N LABEL |  | Small parts | Label | ['FIT'] |  | 0 | Material
CA92005-0128 |  |  |  |  | ï½¸ï¾˜ï½°ï¾†ï¾ï½¸ï¾žï½¶ï½°ï¾„ï¾˜ï½¯ï½¼ï¾žU |  | Small parts | Small parts | ['FIT'] |  | 0 | Material
CA92005-0140 |  |  |  |  | CERTI. LABEL |  | Small parts | Label | ['FIT'] |  | 0 | Material
CA92005-0144 |  |  |  |  | CERTIFICATE.LAB |  | Small parts | Small parts | ['FIT'] |  | 0 | Material
CA92005-0148 |  |  |  |  | CERTI. LABEL |  | Small parts | Label | ['FIT'] |  | 0 | Material
CA92005-0248 |  |  |  |  | SAFTY GUIDE |  | Small parts | Manual | ['FIT'] |  | 0 | Material
CA92005-0265 |  |  |  |  | MODEL LAV. FCLS |  | Small parts | Small parts | ['FIT'] |  | 0 | Material
CA92005-0330 |  |  |  |  | HDD LABEL |  | Small parts | Label | ['FIT'] |  | 0 | Material
CA92005-0331 |  |  |  |  | HDD LABEL |  | Small parts | Label | ['FIT'] |  | 0 | Material
CA92005-0352 |  |  |  |  | CERTI. LABEL |  | Small parts | Label | ['FIT'] |  | 0 | Material
CA92005-0354 |  |  |  |  | CERTI. LABEL |  | Small parts | Label | ['FIT'] |  | 0 | Material
CA92005-0371 |  |  |  |  | LABEL |  | Small parts | Label | ['FIT'] |  | 0 | Material
CA92005-0500 |  |  |  |  | AF LOGO LABEL |  | Small parts | Label | ['FIT'] |  | 0 | Material
CA92005-0510 |  |  |  |  | LABEL |  | Small parts | Label | ['FIT'] |  | 0 | Material
CA92005-0511 |  |  |  |  | LABEL |  | Small parts | Label | ['FIT'] |  | 0 | Material
CA92005-0512 |  |  |  |  | LABEL |  | Small parts | Label | ['FIT'] |  | 0 | Material
CA92005-0520 |  |  |  |  | MODEL LABEL |  | Small parts | Label | ['FIT'] |  | 0 | Material
CA92005-0534 |  |  |  |  | LABEL |  | Small parts | Label | ['FIT'] |  | 0 | Material
CA92009-4005 |  |  |  |  | LOGO(AF150 S3) |  | Small parts | Label | ['FIT'] |  | 0 | Material
CA92009-4006 |  |  |  |  | LOGO(AF250 S3) |  | Small parts | Label | ['FIT'] |  | 0 | Material
CA92009-4105 | 10602667636 | CA92009-4105 | CA92009-4105 | CA92009-4105 | DX200 S5 MODEL LABEL | 50 | Small parts | Label | ['MW' 'WST'] | KABE | 0 | Material
CA92009-4106 | 10602667635 | CA92009-4106 | CA92009-4106 | CA92009-4106 | AF250 S3 MODEL LABEL | 50 | Small parts | Label | ['MW' 'WST'] | KABE | 0 | Material
CA92009-4228 |  |  |  |  | LABEL |  | Small parts | Label | ['FIT'] |  | 0 | Material
CA92010-Y453 |  |  |  |  | LABEL |  | Small parts | Label | ['FIT'] |  | 0 | Material
CA92012-4901 |  |  |  |  | AB6100 LABEL |  | Small parts | Label | ['FIT'] |  | 0 | Material
CA92012-4902 |  |  |  |  | AB5100 LABEL |  | Small parts | Label | ['FIT'] |  | 0 | Material
CA92012-4903 |  |  |  |  | AB2100 LABEL |  | Small parts | Label | ['FIT'] |  | 0 | Material
CA92012-4904 |  |  |  |  | AX4100 LABEL |  | Small parts | Label | ['FIT'] |  | 0 | Material
CA92012-4905 |  |  |  |  | AX2100 LABEL |  | Small parts | Label | ['FIT'] |  | 0 | Material
CA92012-4906 |  |  |  |  | AX1100 LABEL |  | Small parts | Label | ['FIT'] |  | 0 | Material
CA92012-4907 |  |  |  |  | HB5100 LABEL |  | Small parts | Label | ['FIT'] |  | 0 | Material
CA92012-4908 |  |  |  |  | HB5200 LABEL |  | Small parts | Label | ['FIT'] |  | 0 | Material
CA92012-4909 |  |  |  |  | HB2100 LABEL |  | Small parts | Label | ['FIT'] |  | 0 | Material
CA92012-4910 |  |  |  |  | HB2200 LABEL |  | Small parts | Label | ['FIT'] |  | 0 | Material
CA92012-4911 |  |  |  |  | HB2300 LABEL |  | Small parts | Label | ['FIT'] |  | 0 | Material
CA92012-4912 |  |  |  |  | HB1100 LABEL |  | Small parts | Label | ['FIT'] |  | 0 | Material
CA92012-4913 |  |  |  |  | HB1200 LABEL |  | Small parts | Label | ['FIT'] |  | 0 | Material
CA92012-4914 |  |  |  |  | HX6100 LABEL |  | Small parts | Label | ['FIT'] |  | 0 | Material
CA92012-4915 |  |  |  |  | HX2100 LABEL |  | Small parts | Label | ['FIT'] |  | 0 | Material
CA92012-4916 |  |  |  |  | HX2200 LABEL |  | Small parts | Label | ['FIT'] |  | 0 | Material
CA92012-4917 |  |  |  |  | AX2200 LABEL |  | Small parts | Label | ['FIT'] |  | 0 | Material
CA92012-4918 |  |  |  |  | AB3100 LABEL |  | Small parts | Label | ['FIT'] |  | 0 | Material
CA92012-4919 |  |  |  |  | AX1200 LABEL |  | Small parts | Label | ['FIT'] |  | 0 | Material
CA92012-4920 |  |  |  |  | HX2300 LABEL |  | Small parts | Label | ['FIT'] |  | 0 | Material
CA92012-6303 |  |  |  |  | AC2100 LABEL |  | Small parts | Label | ['FIT'] |  | 0 | Material
CA92016-Y603 |  |  |  |  | LABEL |  | Small parts | Label | ['FIT'] |  | 0 | Material
CA92016-Y608 |  |  |  |  | LABEL |  | Small parts | Label | ['FIT'] |  | 0 | Material
CA92107-6005 |  |  |  |  | ï¾—ï¾ï¾žï¾™ |  | Small parts | Label | ['FIT'] |  | 0 | Material
CA92107-6008 |  |  |  |  | SERIAL NO.LABEL |  | Small parts | Label | ['FIT'] |  | 0 | Material
CA92107-6352 |  |  |  |  | HDD LABEL |  | Small parts | Label | ['FIT'] |  | 0 | Material
CA92107-6414 |  |  |  |  | P/N LABEL |  | Small parts | Label | ['FIT'] |  | 0 | Material
CA92107-6416 |  |  |  |  | P/N LABEL |  | Small parts | Label | ['FIT'] |  | 0 | Material
CA92107-6417 |  |  |  |  | P/N LABEL |  | Small parts | Label | ['FIT'] |  | 0 | Material
CA92107-6418 |  |  |  |  | P/N LABEL |  | Small parts | Label | ['FIT'] |  | 0 | Material
CA92107-6606 |  |  |  |  | LABEL |  | Small parts | Label | ['FIT'] |  | 0 | Material
CA92107-6650 |  |  |  |  | LOCATION LABEL |  | Small parts | Label | ['FIT'] |  | 0 | Material
CA92107-6665 |  |  |  |  | HDD LABEL |  | Small parts | Label | ['FIT'] |  | 0 | Material
CA92107-6666 |  |  |  |  | HDD LABEL |  | Small parts | Label | ['FIT'] |  | 0 | Material
CA92107-6667 |  |  |  |  | HDD LABEL |  | Small parts | Label | ['FIT'] |  | 0 | Material
CA92107-6668 |  |  |  |  | HDD LABEL |  | Small parts | Label | ['FIT'] |  | 0 | Material
CA92107-6669 |  |  |  |  | HDD LABEL |  | Small parts | Label | ['FIT'] |  | 0 | Material
CA92107-6691 |  |  |  |  | LABEL |  | Small parts | Label | ['FIT'] |  | 0 | Material
CA92107-6692 |  |  |  |  | LABEL |  | Small parts | Label | ['FIT'] |  | 0 | Material
CA92107-6702 |  |  |  |  | LABEL |  | Small parts | Label | ['FIT'] |  | 0 | Material
CA92107-6703 |  |  |  |  | HDD LABEL |  | Small parts | Label | ['FIT'] |  | 0 | Material
CA92107-6704 |  |  |  |  | HDD LABEL |  | Small parts | Label | ['FIT'] |  | 0 | Material
CA92107-6705 |  |  |  |  | HDD LABEL |  | Small parts | Label | ['FIT'] |  | 0 | Material
CA92107-6707 |  |  |  |  | HDD LABEL |  | Small parts | Label | ['FIT'] |  | 0 | Material
CA92107-6709 |  |  |  |  | HDD LABEL |  | Small parts | Label | ['FIT'] |  | 0 | Material
CA92107-6762 |  |  |  |  | ï½¾ï½²ï¾‹ï¾ï¾Žï½¼ï½®ï½³ï½¼ï½® |  | Small parts | Manual | ['FIT'] |  | 0 | Material
CA92107-6923 |  |  |  |  | HDD LABEL |  | Small parts | Label | ['FIT'] |  | 0 | Material
CA92107-6928 |  |  |  |  | HDD LABEL |  | Small parts | Label | ['FIT'] |  | 0 | Material
CA92107-6945 |  |  |  |  | ï½¼ï½¬ï½¼ï½®ï½³ï¾’ï½²ï¾Šï¾žï¾ |  | Small parts | Small parts | ['FIT'] |  | 0 | Material
CA92107-6948 |  |  |  |  | ï½¼ï½¬ï½¼ï½®ï½³ï¾’ï½²ï¾Šï¾žï¾ |  | Small parts | Small parts | ['FIT'] |  | 0 | Material
CA92107-6969 |  |  |  |  | MODEL LABEL |  | Small parts | Label | ['FIT'] |  | 0 | Material
CA92107-6970 |  |  |  |  | SFP LABEL |  | Small parts | Label | ['FIT'] |  | 0 | Material
CA92107-6972 |  |  |  |  | SFP LABEL |  | Small parts | Label | ['FIT'] |  | 0 | Material
CA92107-6981 |  |  |  |  | ï¾—ï¾ï¾žï¾™ |  | Small parts | Label | ['FIT'] |  | 0 | Material
CA92107-6982 |  |  |  |  | ï¾—ï¾ï¾žï¾™ |  | Small parts | Label | ['FIT'] |  | 0 | Material
CA92111-6419 |  |  |  |  | HDD LABEL |  | Small parts | Label | ['FIT'] |  | 0 | Material
CA92112-2301 |  |  |  |  | HDD/SSD LABEL |  | Small parts | Label | ['FIT'] |  | 0 | Material
CA92112-2302 |  |  |  |  | HDD/SSD LABEL |  | Small parts | Label | ['FIT'] |  | 0 | Material
CA92253-1001 | 10602782649 | CA92253-1001 | CA92253-1001 | CA92253-1001 | LTO CLEANING CART. | 50 | LTO | LTO | ['FIT' 'MW' 'WST'] | KABE | 0 | Material
CA92276-1060 | 10602726137 | CA92276-1060 |  | CA92276-1060 | SYS RATING/ID/SN/RACK LABEL SPEC | 50 | Small parts | Label | ['WST'] | KABE | 0 | Material
CA92276-1061 | 10602726138 | CA92276-1061 |  | CA92276-1061 | CTN LABEL AND PRINT INFORMATION | 50 | Small parts | Label | ['WST'] | KABE | 0 | Material
CA92276-1062 | 10602726139 | CA92276-1062 |  | CA92276-1062 | CTN LABEL AND PRINT INFO FOR L PARTS | 50 | Small parts | Label | ['WST'] | KABE | 0 | Material
CA92276-1064 | 10602834678 | CA92276-1064 |  | CA92276-1064 | EMS INTERNAL LABEL | 50 | Small parts | Label | ['WST'] | KABE | 0 | Material
CA92276-1068 | 10602951649 | CA92276-1068 |  | CA92276-1068 | PRINT SPEC FOR PACKAGING LABEL | 50 | Small parts | Label | ['WST'] | KABE | 0 | Material
CA92276-2460 | 10603047751 | CA92276-2460 |  | CA92276-2460 | TAG-EDSFF 4.0TB-PCIE-SSD | 50 | Small parts | Label | ['WST'] | KABE | 0 | Material
CA92276-7226 |  |  |  |  | LABEL |  | Small parts | Label | ['FIT'] |  | 0 | Material
CA92344-4399 |  |  |  |  | INSTALL DOC |  | Small parts | Manual | ['FIT'] |  | 0 | Material
CA92344-4608 | 10603047129 | CA92344-4608 |  | CA92344-4608 | INSTALLATION FOR CX400M6 AND CHASSIS | 75 | Small parts | Manual | ['WST'] | KABE | 0 | Material
CA92344-5254 | 10603426225 | CA92344-5254 |  | CA92344-5254 | N-BEND MYLAR ON RISER CAGE INSTRUCTION | 50 | Small parts | Manual | ['WST'] | KABE | 0 | Material
CA92346-1001 | 10602782650 | CA92346-1001 |  | CA92346-1001 | LTO CLEANING CART. | 50 | LTO | LTO | ['FIT' 'WST'] | KABE | 0 | Material
CA98010-3204 |  |  |  |  | AC CABLE |  | Small parts | Cable | ['FIT'] |  | 0 | Material
CAU28-125M0000AT |  |  |  |  | EOL/ï½½ï½²ï½¼ï½®ï½³ï¾Šï½¯ï½¼ï¾ï½· |  | Small parts | Small parts | ['FIT'] |  | 0 | Material
CBL-0278L |  |  |  |  | SAS Cable |  | Small parts | Cable | ['FIT'] |  | 0 | Material
CBL-0309L |  |  |  |  | SAS Cable |  | Small parts | Cable | ['FIT'] |  | 0 | Material
CBL-0333L |  |  |  |  | GPGPU POWER |  | Small parts | HX/LX opution | ['FIT'] |  | 0 | Material
CBL-0421L |  |  |  |  | SAS Cable |  | Small parts | Cable | ['FIT'] |  | 0 | Material
CBL-GNZ2-1281F-85 |  |  |  |  | GENZ CABLE |  | Small parts | Cable | ['FIT'] |  | 0 | Material
CBL-OTHR-0794 |  |  |  |  | CBL-VGA |  | Small parts | Cable | ['FIT'] |  | 0 | Material
CBL-PWEX-1114-30 |  |  |  |  | Microfit,2x4, PH3.0 |  | Small parts | Cable | ['FIT'] |  | 0 | Material
CBL-PWEX-1117-40 |  |  |  |  | MiniFit,2x2,PH4.2,F |  | Small parts | Cable | ['FIT'] |  | 0 | Material
CBL-SAST-0532 |  |  |  |  | IA-SERVER FTS-US$ |  | Small parts | Cable | ['FIT'] |  | 0 | Material
CBL-SAST-1229LP-85 |  |  |  |  | SlimlineLP X8 (STR) |  | Small parts | Cable | ['FIT'] |  | 0 | Material
CBL-SAST-1242-100 |  |  |  |  | Slimline x4 (STR) |  | Small parts | Cable | ['FIT'] |  | 0 | Material
CBL-SAST-1258FLP-85 |  |  |  |  | SlimlineLP x8 (STR) |  | Small parts | Cable | ['FIT'] |  | 0 | Material
CBM95-156M2500AT |  |  |  |  | EOL/ï¾Šï¾‚ï½¼ï¾ï½· |  | Small parts | Small parts | ['FIT'] |  | 0 | Material
CD8068904570101-SRKHL | 10602966288 | CD8068904570101-SRKHL |  | CD8068904570101-SRKHL | XEON GOLD 6314U | 75 | CPU | Intel | ['FIT' 'WST'] | KABE | 0 | Material
CD8068904570201-SRKHN | 10602966282 | CD8068904570201-SRKHN | CD8068904570201-SRKH | CD8068904570201-SRKHN | XEON GOLD 6346 | 50 | CPU | Intel | ['FIT' 'MW' 'WST'] | KABE | 0 | Material
CD8068904571501-SRKJ2 | 10602966289 | CD8068904571501-SRKJ2 |  | CD8068904571501-SRKJ2 | XEON PLATINUM 8 | 50 | CPU | Intel | ['FIT' 'WST'] | KABE | 0 | Material
CD8068904571601-SRKH7 | 10602966283 | CD8068904571601-SRKH7 | CD8068904571601-SRKH | CD8068904571601-SRKH7 | XEON GOLD 6354 | 50 | CPU | Intel | ['FIT' 'MW' 'WST'] | KABE | 0 | Material
CD8068904571901-SRKHF | 10602963145 | CD8068904571901-SRKHF |  |  | XEON Plt 8360Y | 50 | CPU | Intel | ['FIT' 'MW' 'WST'] | KABE | 0 | Material
CD8068904572001-SRKH8 | 10602963144 | CD8068904572001-SRKH8 |  |  | Xeon Plt 8368 | 50 | CPU | Intel | ['FIT' 'MW' 'WST'] | KABE | 0 | Material
CD8068904572101-SRKHM | 10602966280 | CD8068904572101-SRKHM | CD8068904572101-SRKH | CD8068904572101-SRKHM | XEON GOLD 6330 | 50 | CPU | Intel | ['FIT' 'MW' 'WST'] | KABE | 0 | Material
CD8068904572204-SRKHP | 10602966284 | CD8068904572204-SRKHP |  | CD8068904572204-SRKHP | XEON GOLD 6348 | 50 | CPU | Intel | ['FIT' 'MW' 'WST'] | KABE | 0 | Material
CD8068904572302-SRKJ1 | 10602966287 | CD8068904572302-SRKJ1 |  |  | XEON PLATINUM 8 | 50 | CPU | Intel | ['FIT' 'MW' 'WST'] | KABE | 0 | Material
CD8068904572401-SRKHG | 10602966285 | CD8068904572401-SRKHG |  | CD8068904572401-SRKHG | XEON PLATINUM 8 | 50 | CPU | Intel | ['FIT' 'WST'] | KABE | 0 | Material
CD8068904572501-SRKJ9 | 10602966281 | CD8068904572501-SRKJ9 | CD8068904572501-SRKJ | CD8068904572501-SRKJ9 | XEON GOLD 6338 | 50 | CPU | Intel | ['FIT' 'MW' 'WST'] | KABE | 0 | Material
CD8068904572601-SRKHR | 10602966286 | CD8068904572601-SRKHR |  |  | XEON PLATINUM 8380 | 50 | CPU | Intel | ['FIT' 'MW'] | KABE | 0 | Material
CD8068904582501-SRKH9 | 10602981718 | CD8068904582501-SRKH9 | CD8068904582501-SRKH | CD8068904582501-SRKH9 | XEON GOLD 6330N | 50 | CPU | Intel | ['FIT' 'MW' 'WST'] | KABE | 0 | Material
CD8068904582803-SRKHX | 10602966291 | CD8068904582803-SRKHX |  |  | XEON PLATINUM 8 | 75 | CPU | Intel | ['FIT'] | KABE | 0 | Material
CD8068904599101-SRKJ0 | 10602966290 | CD8068904599101-SRKJ0 |  |  | XEON PLATINUM 8 | 50 | CPU | Intel | ['FIT'] | KABE | 0 | Material
CD8068904655303-SRKXL | 10603042974 | CD8068904655303-SRKXL | CD8068904655303-SRKX | CD8068904655303-SRKXL | XEON SILVER 4314 | 50 | CPU | Intel | ['FIT' 'MW' 'WST'] | KABE | 0 | Material
CD8068904656601-SRKXH | 10603042975 | CD8068904656601-SRKXH | CD8068904656601-SRKX | CD8068904656601-SRKXH | XEON SILVER 4316 | 50 | CPU | Intel | ['FIT' 'MW' 'WST'] | KABE | 0 | Material
CD8068904656703-SRKXE | 10603042976 | CD8068904656703-SRKXE | CD8068904656703-SRKX | CD8068904656703-SRKXE | XEON GOLD 5318Y | 50 | CPU | Intel | ['FIT' 'MW' 'WST'] | KABE | 0 | Material
CD8068904657302-SRKXM | 10603042979 | CD8068904657302-SRKXM | CD8068904657302-SRKX | CD8068904657302-SRKXM | XEON GOLD 5317 | 50 | CPU | Intel | ['FIT' 'MW' 'WST'] | KABE | 0 | Material
CD8068904657502-SRKXK | 10603042981 | CD8068904657502-SRKXK | CD8068904657502-SRKX | CD8068904657502-SRKXK | XEON GOLD 6326 | 50 | CPU | Intel | ['FIT' 'MW' 'WST'] | KABE | 0 | Material
CD8068904657601-SRKXQ | 10603042982 | CD8068904657601-SRKXQ | CD8068904657601-SRKX | CD8068904657601-SRKXQ | XEON GOLD 6334 | 50 | CPU | Intel | ['FIT' 'MW' 'WST'] | KABE | 0 | Material
CD8068904657701-SRKXA | 10603042983 | CD8068904657701-SRKXA | CD8068904657701-SRKX | CD8068904657701-SRKXA | XEON GOLD 6342 | 50 | CPU | Intel | ['FIT' 'MW' 'WST'] | KABE | 0 | Material
CD8068904657901-SRKXN | 10603042783 | CD8068904657901-SRKXN | CD8068904657901-SRKX | CD8068904657901-SRKXN | XEON SILVER 4310 | 50 | CPU | Intel | ['FIT' 'MW' 'WST'] | KABE | 0 | Material
CD8068904658102-SRKXS | 10603042782 | CD8068904658102-SRKXS | CD8068904658102-SRKX | CD8068904658102-SRKXS | XEON SILVER 4309Y | 50 | CPU | Intel | ['FIT' 'MW' 'WST'] | KABE | 0 | Material
CD8068904658201-SRKXF | 10603042984 | CD8068904658201-SRKXF |  | CD8068904658201-SRKXF | XEON GOLD 6338T | 50 | CPU | Intel | ['FIT' 'MW' 'WST'] | KABE | 0 | Material
CD8068904658602-SRKXD | 10603042986 | CD8068904658602-SRKXD |  | CD8068904658602-SRKXD | XEON GOLD 5318S | 50 | CPU | Intel | ['FIT' 'MW' 'WST'] | KABE | 0 | Material
CD8068904658702-SRKXB | 10603042980 | CD8068904658702-SRKXB | CD8068904658702-SRKX | CD8068904658702-SRKXB | XEON GOLD 6336Y | 50 | CPU | Intel | ['FIT' 'MW' 'WST'] | KABE | 0 | Material
CD8068904658902-SRKXC | 10603042985 | CD8068904658902-SRKXC |  |  | XEON GOLD 6312U | 75 | CPU | Intel | ['FIT' 'MW' 'WST'] | KABE | 0 | Material
CD8068904659201-SRKWU | 10603042977 | CD8068904659201-SRKWU |  | CD8068904659201-SRKWU | XEON GOLD 5320 | 50 | CPU | Intel | ['FIT' 'MW' 'WST'] | KABE | 0 | Material
CD8068904665802-SRKXR | 10603042978 | CD8068904665802-SRKXR | CD8068904665802-SRKX | CD8068904665802-SRKXR | XEON GOLD 5315Y | 50 | CPU | Intel | ['FIT' 'MW' 'WST'] | KABE | 0 | Material
CD8068904686504-SRKYF | 10603110578 | CD8068904686504-SRKYF |  |  | INTEL XEON PLATINUM 8352M | 50 | CPU | Intel | ['FIT' 'MW' 'WST'] | KABE | 0 | Material
CD8068904722404-SRKY3 | 10603110577 | CD8068904722404-SRKY3 |  | CD8068904722404-SRKY3 | INTEL XEON PLATINUM 8362 | 50 | CPU | Intel | ['FIT' 'MW' 'WST'] | KABE | 0 | Material
CD8069503956302-SRFBL | 10602725304 | CD8069503956302-SRFBL |  | CD8069503956302-SRFBL | 4210 - 2200 85W | 50 | CPU | Intel | ['FIT' 'WST'] | KABE | 0 | Material
CD8069503956401-SRFBM | 10602725653 | CD8069503956401-SRFBM | CD8069503956401-SRFB | CD8069503956401-SRFBM | 4208 - 2100 85W | 50 | CPU | Intel | ['FIT' 'MW' 'WST'] | KABE | 0 | Material
CD8069503956700-SRFBP | 10602725652 | CD8069503956700-SRFBP |  | CD8069503956700-SRFBP | 3204 - 1900 85W | 50 | CPU | Intel | ['FIT' 'WST'] | KABE | 0 | Material
CD8069504193301-SRF8T | 10602725670 | CD8069504193301-SRF8T |  |  | 5218 - 2300 125W | 50 | CPU | Intel | ['FIT' 'WST' 'MW'] | KABE | 0 | Material
CD8069504193501-SRF8V | 10602725675 | CD8069504193501-SRF8V | CD8069504193501-SRF8 | CD8069504193501-SRF8V | 5222 - 3800 105W | 50 | CPU | Intel | ['FIT' 'WST'] | KABE | 0 | Material
CD8069504193701-SRF8W | 10602725679 | CD8069504193701-SRF8W |  | CD8069504193701-SRF8W | 6230 - 2100 125W | 50 | CPU | Intel | ['FIT' 'WST'] | KABE | 0 | Material
CD8069504194001-SRF8X | 10602725684 | CD8069504194001-SRF8X |  | CD8069504194001-SRF8X | 6240 - 2600 150W | 50 | CPU | Intel | ['FIT' 'MW' 'WST'] | KABE | 0 | Material
CD8069504194101-SRF8Y | 10602725686 | CD8069504194101-SRF8Y | CD8069504194101-SRF8 | CD8069504194101-SRF8Y | 6242 - 2800 150W | 50 | CPU | Intel | ['FIT' 'MW' 'WST'] | KABE | 0 | Material
CD8069504194202-SRF8Z | 10602725688 | CD8069504194202-SRF8Z |  | CD8069504194202-SRF8Z | 6244 - 3600 150W | 50 | CPU | Intel | ['FIT' 'WST'] | KABE | 0 | Material
CD8069504194301-SRF90 | 10602725692 | CD8069504194301-SRF90 |  |  | 6248 - 2500 150W | 50 | CPU | Intel | ['FIT' 'MW'] | KABE | 0 | Material
CD8069504194401-SRF91 | 10602725693 | CD8069504194401-SRF91 |  | CD8069504194401-SRF91 | 6252 - 2100 150W | 50 | CPU | Intel | ['FIT' 'MW' 'WST'] | KABE | 0 | Material
CD8069504194501-SRF92 | 10602725764 | CD8069504194501-SRF92 |  | CD8069504194501-SRF92 | 6254 - 3100 200W | 50 | CPU | Intel | ['FIT' 'MW' 'WST'] | KABE | 0 | Material
CD8069504194601-SRF93 | 10602738047 | CD8069504194601-SRF93 |  |  | 8253 - 2200 125W | 50 | CPU | Intel | ['FIT' 'WST'] | KABE | 0 | Material
CD8069504194701-SRF94 | 10602738048 | CD8069504194701-SRF94 |  |  | 8256 - 3800 105W | 50 | CPU | Intel | ['FIT' 'WST'] | KABE | 0 | Material
CD8069504195101-SRF95 | 10602725767 | CD8069504195101-SRF95 | CD8069504195101-SRF9 | CD8069504195101-SRF95 | 8268 - 2900 205W | 50 | CPU | Intel | ['FIT' 'MW' 'WST'] | KABE | 0 | Material
CD8069504195201-SRF96 | 10602725768 | CD8069504195201-SRF96 |  | CD8069504195201-SRF96 | 8270 - 2700 205W | 50 | CPU | Intel | ['FIT' 'WST'] | KABE | 0 | Material
CD8069504195301-SRF97 | 10602725871 | CD8069504195301-SRF97 |  |  | 8276L - 2200 165W | 50 | CPU | Intel | ['FIT' 'WST'] | KABE | 0 | Material
CD8069504195401-SRF98 | 10602725865 | CD8069504195401-SRF98 |  |  | 8276M - 2200 165W | 80 | CPU | Intel | ['FIT'] | KABE | 0 | Material
CD8069504195501-SRF99 | 10602725769 | CD8069504195501-SRF99 |  | CD8069504195501-SRF99 | 8276 - 2200 165W | 50 | CPU | Intel | ['FIT' 'WST'] | KABE | 0 | Material
CD8069504198002-SRF9A | 10602725878 | CD8069504198002-SRF9A |  |  | 6212U - 2400 165W | 80 | CPU | Intel | ['FIT'] | KABE | 0 | Material
CD8069504198101-SRF9B | 10602725877 | CD8069504198101-SRF9B |  |  | 6210U - 2500 150W | 80 | CPU | Intel | ['FIT'] | KABE | 0 | Material
CD8069504200401-SRF9C | 10602725881 | CD8069504200401-SRF9C | CD8069504200401-SRF9 | CD8069504200401-SRF9C | 6238T - 1900 125W | 50 | CPU | Intel | ['MW' 'WST'] | KABE | 0 | Material
CD8069504200501-SRF9D | 10602725874 | CD8069504200501-SRF9D |  | CD8069504200501-SRF9D | 6240Y - 2600 150W | 50 | CPU | Intel | ['FIT' 'WST'] | KABE | 0 | Material
CD8069504200902-SRF9F | 10602725875 | CD8069504200902-SRF9F |  |  | 8260Y - 2400 165W | 50 | CPU | Intel | ['FIT'] | KABE | 0 | Material
CD8069504201001-SRF9G | 10602725870 | CD8069504201001-SRF9G |  |  | 8260L - 2400 165W | 50 | CPU | Intel | ['FIT' 'WST'] | KABE | 0 | Material
CD8069504201101-SRF9H | 10602725765 | CD8069504201101-SRF9H |  | CD8069504201101-SRF9H | 8260 - 2400 165W | 50 | CPU | Intel | ['FIT' 'WST'] | KABE | 0 | Material
CD8069504201201-SRF9J | 10602725864 | CD8069504201201-SRF9J |  |  | 8260M - 2400 165W | 80 | CPU | Intel | ['FIT'] | KABE | 0 | Material
CD8069504212601-SRFB9 | 10602725664 | CD8069504212601-SRFB9 |  | CD8069504212601-SRFB9 | 4214 - 2200 85W | 50 | CPU | Intel | ['FIT' 'WST'] | KABE | 0 | Material
CD8069504212701-SRFBA | 10602725665 | CD8069504212701-SRFBA |  | CD8069504212701-SRFBA | 4215 - 2500 85W | 50 | CPU | Intel | ['FIT' 'MW' 'WST'] | KABE | 0 | Material
CD8069504213901-SRFBB | 10602725666 | CD8069504213901-SRFBB | CD8069504213901-SRFB | CD8069504213901-SRFBB | 4216 - 2100 100W | 50 | CPU | Intel | ['FIT' 'WST' 'MW'] | KABE | 0 | Material
CD8069504214002-SRFBC | 10602725668 | CD8069504214002-SRFBC |  | CD8069504214002-SRFBC | 5215 - 2500 85W | 50 | CPU | Intel | ['FIT' 'WST'] | KABE | 0 | Material
CD8069504214202-SRFBE | 10602725867 | CD8069504214202-SRFBE |  |  | 5215L - 2500 85W | 50 | CPU | Intel | ['FIT' 'WST'] | KABE | 0 | Material
CD8069504214302-SRFBF | 10602725669 | CD8069504214302-SRFBF |  | CD8069504214302-SRFBF | 5217 - 3000 115W | 50 | CPU | Intel | ['FIT' 'WST'] | KABE | 0 | Material
CD8069504214601-SRFBJ | 10602725672 | CD8069504214601-SRFBJ | CD8069504214601-SRFB | CD8069504214601-SRFBJ | 5220 - 2200 125W | 50 | CPU | Intel | ['FIT' 'MW' 'WST'] | KABE | 0 | Material
CD8069504228001-SRF9P | 10602725770 | CD8069504228001-SRF9P |  | CD8069504228001-SRF9P | 8280 - 2700 205W | 50 | CPU | Intel | ['FIT' 'WST'] | KABE | 0 | Material
CD8069504228101-SRF9Q | 10602725866 | CD8069504228101-SRF9Q |  |  | 8280M - 2700 205W | 80 | CPU | Intel | ['FIT'] | KABE | 0 | Material
CD8069504228201-SRF9R | 10602725872 | CD8069504228201-SRF9R |  |  | 8280L - 2700 205W | 50 | CPU | Intel | ['FIT'] | KABE | 0 | Material
CD8069504282905-SRFPJ | 10602725691 | CD8069504282905-SRFPJ |  | CD8069504282905-SRFPJ | 6246 - 3300 165W | 50 | CPU | Intel | ['FIT' 'WST'] | KABE | 0 | Material
CD8069504283104-SRFPL | 10602725682 | CD8069504283104-SRFPL |  | CD8069504283104-SRFPL | 6238- 2100 140W | 50 | CPU | Intel | ['FIT' 'WST'] | KABE | 0 | Material
CD8069504283304-SRFPN | 10602725680 | CD8069504283304-SRFPN | CD8069504283304-SRFP | CD8069504283304-SRFPN | 6234 - 3300 130W | 50 | CPU | Intel | ['FIT' 'MW' 'WST'] | KABE | 0 | Material
CD8069504283404-SRFPP | 10602725678 | CD8069504283404-SRFPP |  |  | 6226 - 2700 125W | 50 | CPU | Intel | ['FIT' 'MW'] | KABE | 0 | Material
CD8069504283704-SRFPS | 10602725880 | CD8069504283704-SRFPS |  |  | 6230T - 2100 125W | 50 | CPU | Intel | ['WST'] | KABE | 0 | Material
CD8069504283804-SRFPT | 10602725674 | CD8069504283804-SRFPT |  | CD8069504283804-SRFPT | 5220S - 2700 125W | 50 | CPU | Intel | ['FIT' 'WST'] | KABE | 0 | Material
CD8069504284403-SRFPZ | 10602725773 | CD8069504284403-SRFPZ | CD8069504284403-SRFP | CD8069504284403-SRFPZ | 6240M - 2600 150W | 80 | CPU | Intel | ['FIT' 'MW' 'WST'] | KABE | 0 | Material
CD8069504284503-SRFQ0 | 10602725869 | CD8069504284503-SRFQ0 |  |  | 6240L - 2600 150W | 50 | CPU | Intel | ['FIT' 'WST'] | KABE | 0 | Material
CD8069504284604-SRFQ1 | 10602725772 | CD8069504284604-SRFQ1 |  |  | 6238M - 2100 140W | 80 | CPU | Intel | ['FIT'] | KABE | 0 | Material
CD8069504284704-SRFQ2 | 10602725868 | CD8069504284704-SRFQ2 |  |  | 6238L - 2100 140W | 50 | CPU | Intel | ['FIT' 'WST'] | KABE | 0 | Material
CD8069504284804-SRFQ3 | 10602725876 | CD8069504284804-SRFQ3 |  |  | 6209U - 2100 125W | 80 | CPU | Intel | ['FIT' 'WST'] | KABE | 0 | Material
CD8069504285004-SRFQ4 | 10602725766 | CD8069504285004-SRFQ4 |  |  | 6262V - 1900 135W | 50 | CPU | Intel | ['FIT' 'MW'] | KABE | 0 | Material
CD8069504285204-SRFQ5 | 10602725676 | CD8069504285204-SRFQ5 |  |  | 6222V - 1800 115W | 50 | CPU | Intel | ['FIT'] | KABE | 0 | Material
CD8069504294401-SRFDG | 10602725873 | CD8069504294401-SRFDG | CD8069504294401-SRFD | CD8069504294401-SRFDG | 4214Y - 2200 85W | 50 | CPU | Intel | ['FIT' 'MW' 'WST'] | KABE | 0 | Material
CD8069504295701-SRFDJ | 10602725671 | CD8069504295701-SRFDJ |  | CD8069504295701-SRFDJ | 5218B - 2300 125W | 50 | CPU | Intel | ['FIT' 'WST'] | KABE | 0 | Material
CD8069504343701-SRG1W | 10602782422 | CD8069504343701-SRG1W |  | CD8069504343701-SRG1W | 4214R 2.4 100W | 50 | CPU | Intel | ['FIT' 'WST'] | KABE | 0 | Material
CD8069504344500-SRG24 | 10602782420 | CD8069504344500-SRG24 |  | CD8069504344500-SRG24 | 4210R 2.4 100W | 50 | CPU | Intel | ['FIT' 'WST'] | KABE | 0 | Material
CD8069504344600-SRG25 | 10602782418 | CD8069504344600-SRG25 |  | CD8069504344600-SRG25 | 3206R 1.9 85W | 50 | CPU | Intel | ['FIT' 'WST'] | KABE | 0 | Material
CD8069504425301-SRGTQ | 10602782582 | CD8069504425301-SRGTQ |  | CD8069504425301-SRGTQ | 6256 3.6 205W | 50 | CPU | Intel | ['FIT' 'WST'] | KABE | 0 | Material
CD8069504425402-SRGTR | 10602782580 | CD8069504425402-SRGTR |  | CD8069504425402-SRGTR | 6250 3.9 185W | 50 | CPU | Intel | ['FIT' 'WST'] | KABE | 0 | Material
CD8069504446300-SRGZ7 | 10602782546 | CD8069504446300-SRGZ7 |  | CD8069504446300-SRGZ7 | 5218R 2.1 125W | 50 | CPU | Intel | ['FIT' 'WST'] | KABE | 0 | Material
CD8069504448600-SRGZ8 | 10602782572 | CD8069504448600-SRGZ8 |  |  | 6240R 2.4 165W | 50 | CPU | Intel | ['FIT'] | KABE | 0 | Material
CD8069504448701-SRGZ9 | 10602782570 | CD8069504448701-SRGZ9 |  |  | 6238R 2.2 165W | 50 | CPU | Intel | ['FIT'] | KABE | 0 | Material
CD8069504448800-SRGZA | 10602782568 | CD8069504448800-SRGZA |  |  | 6230R 2.1 150W | 50 | CPU | Intel | ['FIT' 'MW'] | KABE | 0 | Material
CD8069504449000-SRGZC | 10602782566 | CD8069504449000-SRGZC |  |  | 6226R 2.9 150W | 50 | CPU | Intel | ['FIT' 'MW' 'WST'] | KABE | 0 | Material
CD8069504449101-SRGZD | 10602782593 | CD8069504449101-SRGZD |  |  | 6208U 2.9 150W | 80 | CPU | Intel | ['FIT'] | KABE | 0 | Material
CD8069504449200-SRGZE | 10602782544 | CD8069504449200-SRGZE |  |  | 4215R 3.2 130W | 50 | CPU | Intel | ['FIT' 'MW' 'WST'] | KABE | 0 | Material
CD8069504449301-SRGZF | 10602782584 | CD8069504449301-SRGZF |  |  | 6258R 2.7 205W | 50 | CPU | Intel | ['FIT' 'WST'] | KABE | 0 | Material
CD8069504449401-SRGZG | 10602782578 | CD8069504449401-SRGZG |  | CD8069504449401-SRGZG | 6248R 3.0 205W | 50 | CPU | Intel | ['FIT' 'WST'] | KABE | 0 | Material
CD8069504449601-SRGZJ | 10602782574 | CD8069504449601-SRGZJ |  | CD8069504449601-SRGZJ | 6242R 3.1 205W | 50 | CPU | Intel | ['FIT' 'WST'] | KABE | 0 | Material
CD8069504449801-SRGZL | 10602782576 | CD8069504449801-SRGZL |  |  | 6246R 3.4 205W | 50 | CPU | Intel | ['FIT'] | KABE | 0 | Material
CD8069504451301-SRGZP | 10602782564 | CD8069504451301-SRGZP |  |  | 5220R 2.2 150W | 50 | CPU | Intel | ['FIT'] | KABE | 0 | Material
CD8070604480301-SRJXQ | 10602876823 | CD8070604480301-SRJXQ |  |  | XEON PLATINUM 8380H | 50 | CPU | Intel | ['FIT'] | KABE | 0 | Material
CD8070604480401-SRJXR | 10602876825 | CD8070604480401-SRJXR |  |  | XEON PLATINUM 8380HL | 50 | CPU | Intel | ['FIT' 'MW' 'WST'] | KABE | 0 | Material
CD8070604480501-SRJXS | 10602876822 | CD8070604480501-SRJXS | CD8070604480501-SRJX | CD8070604480501-SRJXS | XEON PLATINUM 8376H | 50 | CPU | Intel | ['FIT' 'MW' 'WST'] | KABE | 0 | Material
CD8070604480601-SRJXT | 10602876824 | CD8070604480601-SRJXT |  |  | XEON PLATINUM 8376HL | 50 | CPU | Intel | ['FIT' 'MW' 'WST'] | KABE | 0 | Material
CD8070604481002-SRK5Y | 10602894455 | CD8070604481002-SRK5Y |  |  | XEON PLATINUM 8354H | 50 | CPU | Intel | ['FIT' 'MW' 'WST'] | KABE | 0 | Material
CD8070604481101-SRJXX | 10602876820 | CD8070604481101-SRJXX |  | CD8070604481101-SRJXX | XEON GOLD 6348H | 50 | CPU | Intel | ['FIT' 'WST'] | KABE | 0 | Material
CD8070604481201-SRJXY | 10602876819 | CD8070604481201-SRJXY |  |  | XEON GOLD 6328H | 50 | CPU | Intel | ['FIT' 'MW' 'WST'] | KABE | 0 | Material
CD8070604481301-SRJXZ | 10602876821 | CD8070604481301-SRJXZ |  | CD8070604481301-SRJXZ | XEON GOLD 6328HL | 50 | CPU | Intel | ['FIT' 'WST'] | KABE | 0 | Material
CD8070604481501-SRJY1 | 10602876818 | CD8070604481501-SRJY1 |  | CD8070604481501-SRJY1 | XEON GOLD 5320H | 50 | CPU | Intel | ['FIT' 'MW' 'WST'] | KABE | 0 | Material
CD8070604481600-SRJY3 | 10602876817 | CD8070604481600-SRJY3 |  | CD8070604481600-SRJY3 | XEON GOLD 5318H | 50 | CPU | Intel | ['FIT' 'MW' 'WST'] | KABE | 0 | Material
CD8070604559701-SRK57 | 10602894456 | CD8070604559701-SRK57 |  |  | XEON PLATINUM 8356H | 50 | CPU | Intel | ['FIT' 'MW' 'WST'] | KABE | 0 | Material
CD8070604559801-SRK58 | 10602894458 | CD8070604559801-SRK58 |  | CD8070604559801-SRK58 | XEON PLATINUM 8360HL | 50 | CPU | Intel | ['FIT' 'MW' 'WST'] | KABE | 0 | Material
CD8070604559900-SRK59 | 10602894457 | CD8070604559900-SRK59 |  |  | XEON PLATINUM 8360H | 50 | CPU | Intel | ['FIT' 'MW' 'WST'] | KABE | 0 | Material
CD8070604560002-SRK5A | 10602894454 | CD8070604560002-SRK5A |  |  | XEON GOLD 6330H | 50 | CPU | Intel | ['FIT'] | KABE | 0 | Material
CM8066201927202-SR2HG |  |  |  |  | i3-6100 |  | CPU | Intel | ['FIT'] |  | 0 | Material
CM8066201927306-SR2DC |  |  |  |  | PENTIUM G4400 |  | CPU | Intel | ['FIT'] |  | 0 | Material
CM8067303824101-SRCUG |  |  |  |  | XEON GOLD 6138P |  | CPU | Intel | ['FIT'] |  | 0 | Material
CM8067702867060-SR32Z |  |  |  |  | CORE I3-7101E |  | CPU | Intel | ['FIT'] |  | 0 | Material
CM8067702867064-SR32Y |  |  |  |  | G4560 3.5 54W |  | CPU | Intel | ['FIT'] |  | 0 | Material
CM8067702870932-SR32B |  |  |  |  | E3-1245V6 3.7 73W |  | CPU | Intel | ['FIT'] |  | 0 | Material
CM8067703014612-SR35C |  |  |  |  | I3-7100 3.9 51W |  | CPU | Intel | ['FIT'] |  | 0 | Material
CM8067703015717-SR35K |  |  |  |  | G3930 2.9 51W |  | CPU | Intel | ['FIT'] |  | 0 | Material
CM8067703318802-SR38G |  |  |  |  | CELERON G3930E |  | CPU | Intel | ['FIT'] |  | 0 | Material
CM8068403360113-SR3XA |  |  |  |  | G5420 3.8 58W U0 |  | CPU | Intel | ['FIT'] |  | 0 | Material
CM8068403377308-SR3N5 |  |  |  |  | I3-8100 3.6 65W |  | CPU | Intel | ['FIT'] |  | 0 | Material
CM8068403377319-SRCZV |  |  |  |  | I3-9100 3.6 65W |  | CPU | Intel | ['FIT'] |  | 0 | Material
CM8068403379918-SR3WR |  |  |  |  | E-2186G 3.8 95W |  | CPU | Intel | ['FIT'] |  | 0 | Material
CM8068403380018-SR3WS |  |  |  |  | E-2176G 3.7 80W |  | CPU | Intel | ['FIT'] |  | 0 | Material
CM8068403380116-SR3WT |  |  |  |  | E-2146G 3.5 80W |  | CPU | Intel | ['FIT'] |  | 0 | Material
CM8068403380219-SR3WU |  |  |  |  | E-2126G 3.3 80W |  | CPU | Intel | ['FIT'] |  | 0 | Material
CM8068403654114-SR3WL |  |  |  |  | E-2124G 3.4 71W |  | CPU | Intel | ['FIT'] |  | 0 | Material
CM8068403654220-SR3WM |  |  |  |  | E-2144G 3.6 71W |  | CPU | Intel | ['FIT'] |  | 0 | Material
CM8068403654221-SR3WN |  |  |  |  | E-2174G 3.8 71W |  | CPU | Intel | ['FIT'] |  | 0 | Material
CM8068403654318-SR3WW |  |  |  |  | E-2136 3.3 80W |  | CPU | Intel | ['FIT'] |  | 0 | Material
CM8068403654319-SR3WP |  |  |  |  | E-2134 3.5 71W |  | CPU | Intel | ['FIT'] |  | 0 | Material
CM8068403654414-SR3WQ |  |  |  |  | E-2124 3.3 71W |  | CPU | Intel | ['FIT'] |  | 0 | Material
CM8068404173706-SRF7C | 10602726610 | CM8068404173706-SRF7C |  |  | E-2286G 4.0 95W | 80 | CPU | Intel | ['FIT'] | KABE | 0 | Material
CM8068404173806-SRFAW | 10602726601 | CM8068404173806-SRFAW |  |  | E-2224G 3.5 71W | 80 | CPU | Intel | ['FIT'] | KABE | 0 | Material
CM8068404174407-SRFDE | 10602726607 | CM8068404174407-SRFDE |  |  | E-2274G 4.0 83W | 80 | CPU | Intel | ['FIT'] | KABE | 0 | Material
CM8068404174503-SRF7F | 10602726602 | CM8068404174503-SRF7F |  |  | E-2226G 3.4 80W | 80 | CPU | Intel | ['FIT'] | KABE | 0 | Material
CM8068404174603-SRF7G | 10602726604 | CM8068404174603-SRF7G |  |  | E-2236 3.4 80W | 80 | CPU | Intel | ['FIT'] | KABE | 0 | Material
CM8068404174707-SRFAV | 10602726600 | CM8068404174707-SRFAV | CM8068404174707-SRFA | CM8068404174707-SRFAV | E-2224 3.4 71W | 80 | CPU | Intel | ['FIT' 'MW' 'WST'] | KABE | 0 | Material
CM8068404174806-SRFAX | 10602726603 | CM8068404174806-SRFAX |  |  | E-2234 3.6 71W | 80 | CPU | Intel | ['FIT'] | KABE | 0 | Material
CM8068404175105-SRFAY | 10602726605 | CM8068404175105-SRFAY |  |  | E-2244G 3.8 71W | 80 | CPU | Intel | ['FIT'] | KABE | 0 | Material
CM8068404224102-SRFB3 | 10602726611 | CM8068404224102-SRFB3 |  |  | E-2288G 3.7 95W | 80 | CPU | Intel | ['FIT'] | KABE | 0 | Material
CM8068404225303-SRFB2 | 10602726609 | CM8068404225303-SRFB2 |  |  | E-2278G 3.4 80W | 80 | CPU | Intel | ['FIT'] | KABE | 0 | Material
CM8068404227703-SRF7M | 10602726608 | CM8068404227703-SRF7M |  |  | E-2276G 3.8 80W | 80 | CPU | Intel | ['FIT'] | KABE | 0 | Material
CM8068404227903-SRF7N | 10602726606 | CM8068404227903-SRF7N |  |  | E-2246G 3.6 80W | 80 | CPU | Intel | ['FIT'] | KABE | 0 | Material
CM8070104291811-SRH3Z | 10603111572 | CM8070104291811-SRH3Z |  | CM8070104291811-SRH3Z | PENTIUM GOLD G6405 | 50 | CPU | Intel | ['FIT' 'MW' 'WST'] | KABE | 0 | Material
CM8070804494617-SRKMZ | 10603111573 | CM8070804494617-SRKMZ | CM8070804494617-SRKM | CM8070804494617-SRKMZ | XEON E-2388G | 50 | CPU | Intel | ['FIT' 'MW' 'WST'] | KABE | 0 | Material
CM8070804494716-SRKN0 | 10603111571 | CM8070804494716-SRKN0 |  | CM8070804494716-SRKN0 | XEON E-2386G | 50 | CPU | Intel | ['FIT' 'MW' 'WST'] | KABE | 0 | Material
CM8070804494916-SRKN1 | 10603111570 | CM8070804494916-SRKN1 | CM8070804494916-SRKN | CM8070804494916-SRKN1 | XEON E-2378G | 50 | CPU | Intel | ['FIT' 'MW' 'WST'] | KABE | 0 | Material
CM8070804495016-SRKN2 | 10603111568 | CM8070804495016-SRKN2 | CM8070804495016-SRKN | CM8070804495016-SRKN2 | XEON E-2356G | 50 | CPU | Intel | ['FIT' 'MW' 'WST'] | KABE | 0 | Material
CM8070804495216-SRKN3 | 10603111569 | CM8070804495216-SRKN3 | CM8070804495216-SRKN | CM8070804495216-SRKN3 | XEON E-2374G | 50 | CPU | Intel | ['FIT' 'MW' 'WST'] | KABE | 0 | Material
CM8070804495612-SRKN4 | 10603111566 | CM8070804495612-SRKN4 | CM8070804495612-SRKN | CM8070804495612-SRKN4 | XEON E-2378 | 50 | CPU | Intel | ['FIT' 'MW' 'WST'] | KABE | 0 | Material
CM8070804495816-SRKN5 | 10603111565 | CM8070804495816-SRKN5 | CM8070804495816-SRKN | CM8070804495816-SRKN5 | XEON E-2336 | 50 | CPU | Intel | ['FIT' 'MW' 'WST'] | KABE | 0 | Material
CM8070804495913-SRKN6 | 10603111564 | CM8070804495913-SRKN6 | CM8070804495913-SRKN | CM8070804495913-SRKN6 | XEON E-2334 | 50 | CPU | Intel | ['FIT' 'MW' 'WST'] | KABE | 0 | Material
CM8070804496015-SRKN7 | 10603111567 | CM8070804496015-SRKN7 | CM8070804496015-SRKN | CM8070804496015-SRKN7 | XEON E-2324G | 50 | CPU | Intel | ['FIT' 'MW' 'WST'] | KABE | 0 | Material
CM8070804496113-SRKN8 | 10603111563 | CM8070804496113-SRKN8 | CM8070804496113-SRKN | CM8070804496113-SRKN8 | XEON E-2314 | 50 | CPU | Intel | ['FIT' 'MW' 'WST'] | KABE | 0 | Material
CP503226-01 |  |  |  |  | GBAS ASY M |  | Others | Others | ['FIT'] |  | 0 | Material
CP562396-05 |  |  |  |  | DP TO VGA CABLE |  | Small parts | Cable | ['FIT'] |  | 0 | Material
CP607162-02 |  |  |  |  | KU-0325 (109A) |  | Small parts | Small parts | ['FIT'] |  | 0 | Material
CP664644-01 |  |  |  |  | USB optical MS |  | Small parts | Small parts | ['FIT'] |  | 0 | Material
CP707245-01 | 10602782162 | CP707245-01 |  | CP707245-01 | MINIDP TO VGA ADAPTER | 50 | Cable | Cable | ['WST'] | KABE | 0 | Material
CP718495-01 |  |  |  |  | DVD-ROM DTC0N |  | Small parts | DVD | ['FIT'] |  | 0 | Material
CUZ:BLENDE-CVL |  |  |  |  | FRONT BEZEL (1U) |  | Small parts | Small parts | ['FIT'] |  | 0 | Material
ET-7648BFRA-FOS |  |  |  |  | SDSP TOR(SFP) |  | Software | others | ['FIT'] |  | 0 | Material
ET-7648BFRA-S |  |  |  |  | SDSP(SFP)SPARE |  | Small parts | Small parts | ['FIT'] |  | 0 | Material
ET-7648BRA-FOS |  |  |  |  | SDSP TOR(RJ45) |  | Software | others | ['FIT'] |  | 0 | Material
ET-7648BRA-S |  |  |  |  | SDSP(RJ45)SPARE |  | Software | others | ['FIT'] |  | 0 | Material
ET-9032BF-FOS |  |  |  |  | PSWITCH 4032P |  | Software | others | ['FIT'] |  | 0 | Material
ETACD0EF-L | 2012803348 |  |  | ETACD0EF-L | DX100S5 ADD. CONTROLLER, NO IFCARD |  |  |  | ['WST'] |  | 3 | SOI/L-part
ETADB1F-L | 2012803382 |  |  | ETADB1F-L | DX1/200S5 HD SAS 1.2TB 10K 2.5 X1 |  |  |  | ['WST'] |  | 3 | SOI/L-part
ETADB2F-L |  |  |  |  | DX1/200S5 HD SAS 2.4TB 10K 2.5 AF X1 |  |  |  | ['WST'] |  | 3 | SOI/L-part
ETADH1F-L |  |  |  |  | DX60S5 HD SAS 1.2TB 10K 2.5 X1 |  |  |  | ['WST'] |  | 3 | SOI/L-part
ETAHE8F-L |  |  |  |  | DX1/200S5 IFCARD NIC 8PORT 1G |  |  |  | ['WST'] |  | 3 | SOI/L-part
ETAHH2F-L | 2012803354 |  |  | ETAHH2F-L | DX1/200S5 IFCARD FC 2PORT 16G |  |  |  | ['WST'] |  | 3 | SOI/L-part
ETAHH4AF-L |  |  |  |  | AF250S3 IFCARD FC 4PORT 16G |  |  |  | ['WST'] |  | 3 | SOI/L-part
ETAHH4BF-L |  |  |  |  | AF150S3 IFCARD FC 4PORT 16G |  |  |  | ['WST'] |  | 3 | SOI/L-part
ETAHH6F-L |  |  |  |  | DX200S5 IFCARD FC 4PORT 16G |  |  |  | ['WST'] |  | 3 | SOI/L-part
ETAHH8AF-L | 2012803666 |  |  | ETAHH8AF-L | AF250S3 IFCARD FC 8PORT 16G |  |  |  | ['WST'] |  | 3 | SOI/L-part
ETAHJ2F-L | 2012803355 |  |  | ETAHJ2F-L | DX1/200S5 IFCARD FC 2PORT 32G |  |  |  | ['WST'] |  | 3 | SOI/L-part
ETAHJ4AF-L |  |  |  |  | AF250S3 IFCARD FC 4PORT 32G |  |  |  | ['WST'] |  | 3 | SOI/L-part
ETAHJ4BF-L |  |  |  |  | AF150S3 IFCARD FC 4PORT 32G |  |  |  | ['WST'] |  | 3 | SOI/L-part
ETAHN4F-L |  |  |  |  | DX1/200S5 IFCARD NIC 4PORT10G NO SFP |  |  |  | ['WST'] |  | 3 | SOI/L-part
ETAHU2F-L |  |  |  |  | DX1/200S5 IFCARD ISCSI 2PORT 10G-T X1 |  |  |  | ['WST'] |  | 3 | SOI/L-part
ETAHVJAF-L | 2012803671 |  |  | ETAHVJAF-L | AF250S3 SFP+ 10G X2 |  |  |  | ['WST'] |  | 3 | SOI/L-part
ETAHVJF-L | 2012803362 |  |  | ETAHVJF-L | DX1/200S5 SFP+ 10G X2 |  |  |  | ['WST'] |  | 3 | SOI/L-part
ETAHVSF-L |  |  |  |  | LONGWAVE SFP+ 16G X1 |  |  |  | ['WST'] |  | 3 | SOI/L-part
ETAHX2F-L |  |  |  |  | DX1/200S5 IFCARD ISCSI 2PORT 10G NO SFP |  |  |  | ['WST'] |  | 3 | SOI/L-part
ETAHX4AF-L |  |  |  |  | AF250S3 IFCARD ISCSI 4PORT 10G NO SFP |  |  |  | ['WST'] |  | 3 | SOI/L-part
ETAKM25F-L | 2012803241 |  |  | ETAKM25F-L | AFS3DXS5ENT EXT. SAS CABLE 2.5M X1 |  |  |  | ['WST'] |  | 3 | SOI/L-part
ETAKM35F-L | 2012803242 |  |  | ETAKM35F-L | AFS3DXS5ENT EXT. SAS CABLE 3.5M X1 |  |  |  | ['WST'] |  | 3 | SOI/L-part
ETAKM60F-L |  |  |  |  | AFS3DXS5ENT EXT. SAS CABLE 6.0M X1 |  |  |  | ['WST'] |  | 3 | SOI/L-part
ETAM13F-L |  |  |  |  | DX100 S5 MEMEXT.SET FOR 2CONTR. |  |  |  | ['WST'] |  | 3 | SOI/L-part
ETAM23F-L | 2012803352 |  |  | ETAM23F-L | DX200S5 64G MEM.SET 1CONTR32X2DIM |  |  |  | ['WST'] |  | 3 | SOI/L-part
ETANB4F-L |  |  |  |  | DX1/200S5 HD NL 4TB 7.2K 3.5 X1 |  |  |  | ['WST'] |  | 3 | SOI/L-part
ETANB6F-L | 2012803387 |  |  | ETANB6F-L | DX1/200S5 HD NL 6TB 7.2K 3.5 AF X1 |  |  |  | ['WST'] |  | 3 | SOI/L-part
ETANBCF-L | 2012803390 |  |  | ETANBCF-L | DX1/200S5 HD NL 12TB 7.2K 3.5 AF X1 |  |  |  | ['WST'] |  | 3 | SOI/L-part
ETANBEF-L |  |  |  |  | DX1/200S5 HD NL 14TB 7.2K 3.5 AF X1 |  |  |  | ['WST'] |  | 3 | SOI/L-part
ETANBGF-L |  |  |  |  | DX1/200S5 HD NL 16TB LFF AF X1 |  |  |  | ['WST'] |  | 3 | SOI/L-part
ETANBXF-L |  |  |  |  | DX1/200S5 HD NL 10TB 7.2K 3.5 AF X1 |  |  |  | ['WST'] |  | 3 | SOI/L-part
ETASA8F-L | 2012803364 |  |  | ETASA8F-L | DX1/200S5 SSD SAS 800GB 2.5 X1 |  |  |  | ['WST'] |  | 3 | no-material
ETASA93F-L |  |  |  |  | AF150S3 VALUE SSD SAS 960GB 2.5 X1 |  |  |  | ['WST'] |  | 3 | SOI/L-part
ETASA9F-L | 2012803365 |  |  | ETASA9F-L | DX1/200S5 VALUE SSD SAS 960GB 2.5 X1 |  |  |  | ['WST'] |  | 3 | SOI/L-part
ETASAN1F-L | 2012803673 |  |  | ETASAN1F-L | AF250S3 VALUE SSD SAS 1.92TB 2.5 X1 |  |  |  | ['WST'] |  | 3 | SOI/L-part
ETASAN2F-L |  |  |  |  | AF250S3 VALUE SSD 1.92TB DWPD1 2.5 X12 |  |  |  | ['WST'] |  | 3 | SOI/L-part
ETASAN3F-L | 2012803451 |  |  | ETASAN3F-L | AF150S3 VALUE SSD SAS 1.92TB 2.5 X1 |  |  |  | ['WST'] |  | 3 | SOI/L-part
ETASANF-L | 2012803366 |  |  | ETASANF-L | DX1/200S5 VALUE SSD SAS 1.92TB 2.5 X1 |  |  |  | ['WST'] |  | 3 | SOI/L-part
ETASAT1F-L | 2012803674 |  |  | ETASAT1F-L | AF250S3 VALUE SSD SAS 3.84TB 2.5 X1 |  |  |  | ['WST'] |  | 3 | SOI/L-part
ETASAT2F-L |  |  |  |  | AF250S3 VALUE SSD 3.84TB DWPD1 2.5 X12 |  |  |  | ['WST'] |  | 3 | SOI/L-part
ETASAT3F-L | 2012803452 |  |  | ETASAT3F-L | AF150S3 VALUE SSD SAS 3.84TB 2.5 X1 |  |  |  | ['WST'] |  | 3 | SOI/L-part
ETASATF-L | 2012803367 |  |  | ETASATF-L | DX1/200S5 VALUE SSD SAS 3.84TB 2.5 X1 |  |  |  | ['WST'] |  | 3 | SOI/L-part
ETASAV1F-L | 2012803675 |  |  | ETASAV1F-L | AF250S3 VALUE SSD SAS 7.68TB 2.5 X1 |  |  |  | ['WST'] |  | 3 | SOI/L-part
ETASAV2F-L |  |  |  |  | AF250S3 VALUE SSD 7.68TB DWPD1 2.5 X12 |  |  |  | ['WST'] |  | 3 | SOI/L-part
ETASAVF-L | 2012803368 |  |  | ETASAVF-L | DX1/200S5 VALUE SSD SAS 7.68TB 2.5 X1 |  |  |  | ['WST'] |  | 3 | SOI/L-part
ETASAW1F-L | 2012803676 |  |  | ETASAW1F-L | AF250S3 VALUE SSD SAS 15.36TB 2.5 X1 |  |  |  | ['WST'] |  | 3 | SOI/L-part
ETASAWF-L | 2012803369 |  |  | ETASAWF-L | DX1/200S5 VALUE SSD SAS 15.36TB 2.5 X1 |  |  |  | ['WST'] |  | 3 | SOI/L-part
ETASB8F-L |  |  |  |  | DX1/200S5 SSD SAS 800GB 3.5 X1 |  |  |  | ['WST'] |  | 3 | SOI/L-part
ETASBTF-L |  |  |  |  | DX1/200S5 VALUE SSD SAS 3.84TB 3.5 X1 |  |  |  | ['WST'] |  | 3 | SOI/L-part
ETASD9F-L |  |  |  |  | DX60S5 VALUE SSD SAS 960GB 2.5 X1 |  |  |  | ['WST'] |  | 3 | SOI/L-part
ETASDNF-L |  |  |  |  | DX60S5 VALUE SSD SAS 1.92TB 2.5 X1 |  |  |  | ['WST'] |  | 3 | SOI/L-part
ETASGNF-L |  |  |  |  | DX1/200S5 SED VALUE SSD 1.92TB 2.5 X1 |  |  |  | ['WST'] |  | 3 | SOI/L-part
ETASGTF-L | 2012803372 |  |  | ETASGTF-L | DX1/200S5 SED VALUE SSD 3.84TB 2.5 X1 |  |  |  | ['WST'] |  | 3 | SOI/L-part
ETJ4DB1F-L |  |  |  |  | JX40 S2 HD DRIVE SAS 1,2TB 10K 12G 512N |  |  |  | ['WST'] |  | 3 | SOI/L-part
ETJ4DB8F-L | 2012809554 |  |  | ETJ4DB8F-L | JX40 S2 HD DRIVE SAS 1,8TB 10K 12G 512E |  |  |  | ['WST'] |  | 3 | SOI/L-part
ETJ4NBJA-L | 10603101807 | ETJ4NBJA-L |  |  | JX40 S2 3.5 18TB 7K2 12G 512E | 50 |  |  | ['WST'] | ZZVV | 3 | SOI/L-part
ETJKM11F-L | 2012809572 |  |  | ETJKM11F-L | MINISAS-HD CABLE1.1M |  |  |  | ['WST'] |  | 3 | SOI/L-part
ETJKM35F-L | 2012809575 |  |  | ETJKM35F-L | DX60/1/200S3 EXT.S |  |  |  | ['WST'] |  | 3 | SOI/L-part
ETJNB6AF-L |  |  |  |  | JX40 S2 3.5 6TB 7K2 12G 512E |  |  |  | ['WST'] |  | 3 | SOI/L-part
ETJNBCAF-L | 2012809610 |  |  | ETJNBCAF-L | JX40 S2 3.5OE 12TB 7K2 12G 512E |  |  |  | ['WST'] |  | 3 | SOI/L-part
ETJNBEAF-L | 2012890873 |  |  | ETJNBEAF-L | JX40 S2 3.5 14TB 7K2 12G 512E |  |  |  | ['WST'] |  | 3 | SOI/L-part
ETJNBGAF-L | 10602881456 | ETJNBGAF-L |  |  | JX40 S2 3.5 16TB 7K2 12G 512E | 50 |  |  | ['WST'] | ZZVV | 3 | SOI/L-part
ETJNCCAF-L |  |  |  |  | JX60 S2 HD SAS 12TB 7K2 12G 512E |  |  |  | ['WST'] |  | 3 | SOI/L-part
ETJNDGAF-L | 10602881458 | ETJNDGAF-L |  |  | JX40 S2 3.5 SED 16TB 7K2 12G 512E | 50 |  |  | ['WST'] | ZZVV | 3 | SOI/L-part
F26084-V146 | 10600632542 | F26084-V146 |  | F26084-V146 | TRAY MACHINE-PACK | 50 | Packaging | Packaging | ['WST'] | KABE | 0 | Material
F26084-V146-A2 | 10600632541 | F26084-V146-A2 |  | F26084-V146-A2 | BOX MACH-PACK | 50 | Packaging | Packaging | ['WST'] | KABE | 0 | Material
F26084-V147-A1 | 10601519037 | F26084-V147-A1 |  | F26084-V147-A1 | BOX.SPEICHER-PROZ | 50 | Packaging | Packaging | ['WST'] | KABE | 0 | Material
F26084-V147-A5 | 10602015938 | F26084-V147-A5 |  | F26084-V147-A5 | BBOX.MEMORY | 50 | Packaging | Packaging | ['WST'] | KABE | 0 | Material
F26084-V147-G1 | 10600304105 | F26084-V147-G1 |  | F26084-V147-G1 | ESD-FOAM | 50 | Packaging | Packaging | ['WST'] | KABE | 0 | Material
F26084-V281-V60 | 10600224365 | F26084-V281-V60 |  | F26084-V281-V60 | PACKAGE DEL.UNIT RACK | 50 | Packaging | Packaging | ['WST'] | KABE | 0 | Material
F26084-V296 | 10600120788 | F26084-V296 |  | F26084-V296 | PACKAGE RAILS | 50 | Packaging | Packaging | ['WST'] | KABE | 0 | Material
F26084-V314-A2 | 10601429167 | F26084-V314-A2 |  | F26084-V314-A2 | FOLDER LIFEBOOK | 50 | Packaging | Packaging | ['WST'] | KABE | 0 | Material
F26084-V320-A110 | 10600198781 | F26084-V320-A110 |  | F26084-V320-A110 | BOX ACCESS.LARGE | 50 | Packaging | Packaging | ['WST'] | KABE | 0 | Material
F26084-V320-A40 | 10601187129 | F26084-V320-A40 |  | F26084-V320-A40 | PALLET SHEET L1200 X W800 MM | 50 | Packaging | Packaging | ['WST'] | KABE | 0 | Material
F26084-V348-A100 | 10600568049 | F26084-V348-A100 |  | F26084-V348-A100 | BOX F-SATZ MINI | 50 | Packaging | Packaging | ['WST'] | KABE | 0 | Material
F26084-V348-A101 | 10600386115 | F26084-V348-A101 |  | F26084-V348-A101 | BOX F-SATZ MINI | 50 | Packaging | Packaging | ['WST'] | KABE | 0 | Material
F26084-V348-A118 | 10600999796 | F26084-V348-A118 |  | F26084-V348-A118 | BOX 2,5 HDD W TRAY | 50 | Packaging | Packaging | ['WST'] | KABE | 0 | Material
F26084-V348-A120 | 10601020254 | F26084-V348-A120 |  | F26084-V348-A120 | BOX WO TRAY | 50 | Packaging | Packaging | ['WST'] | KABE | 0 | Material
F26084-V348-A121 | 10601020255 | F26084-V348-A121 |  | F26084-V348-A121 | BOX W TRAY | 50 | Packaging | Packaging | ['WST'] | KABE | 0 | Material
F26084-V348-A18 | 10600999797 | F26084-V348-A18 |  | F26084-V348-A18 | BOX.2,5HDD KORRVU | 50 | Packaging | Packaging | ['WST'] | KABE | 0 | Material
F26084-V348-A19 | 10601020256 | F26084-V348-A19 |  | F26084-V348-A19 | TRAY KORRVU | 50 | Packaging | Packaging | ['WST'] | KABE | 0 | Material
F26084-V348-A30 | 10602813956 | F26084-V348-A30 |  | F26084-V348-A30 | SILKPAPIER | 50 | Packaging | Packaging | ['WST'] | KABE | 0 | Material
F26084-V348-A7 | 10600298236 | F26084-V348-A7 |  | F26084-V348-A7 | TRAY MPACK CD | 50 | Packaging | Packaging | ['WST'] | KABE | 0 | Material
F26084-V348-A71 | 10600298237 | F26084-V348-A71 |  | F26084-V348-A71 | BOX MPACK CD | 50 | Packaging | Packaging | ['WST'] | KABE | 0 | Material
F26084-V348-A72 | 10600298260 | F26084-V348-A72 |  | F26084-V348-A72 | BLANK MPACK CD | 50 | Packaging | Packaging | ['WST'] | KABE | 0 | Material
F26084-V348-A73 | 10600307053 | F26084-V348-A73 |  | F26084-V348-A73 | INLAY GRID CD | 50 | Packaging | Packaging | ['WST'] | KABE | 0 | Material
F26084-V348-A74 | 10600307221 | F26084-V348-A74 |  | F26084-V348-A74 | TOP GRID CD | 50 | Packaging | Packaging | ['WST'] | KABE | 0 | Material
F26084-V348-A8 | 10600298239 | F26084-V348-A8 |  | F26084-V348-A8 | INLAY MPACK HD | 50 | Packaging | Packaging | ['WST'] | KABE | 0 | Material
F26084-V348-A81 | 10600298240 | F26084-V348-A81 |  | F26084-V348-A81 | BOX MPACK HD | 50 | Packaging | Packaging | ['WST'] | KABE | 0 | Material
F26084-V348-A82 | 10600298261 | F26084-V348-A82 |  | F26084-V348-A82 | BLANK MPACK HD | 50 | Packaging | Packaging | ['WST'] | KABE | 0 | Material
F26084-V348-A83 | 10600307054 | F26084-V348-A83 |  | F26084-V348-A83 | INLAY GRID HD | 50 | Packaging | Packaging | ['WST'] | KABE | 0 | Material
F26084-V348-A84 | 10600307222 | F26084-V348-A84 |  | F26084-V348-A84 | TOP GRID HD | 50 | Packaging | Packaging | ['WST'] | KABE | 0 | Material
F26084-V348-A86 | 10600331511 | F26084-V348-A86 |  | F26084-V348-A86 | INLAY MPACK SLIML | 50 | Packaging | Packaging | ['WST'] | KABE | 0 | Material
F26084-V348-A9 | 10600307223 | F26084-V348-A9 |  | F26084-V348-A9 | INLAY MPACK SMALL | 50 | Packaging | Packaging | ['WST'] | KABE | 0 | Material
F26084-V348-A91 | 10600307052 | F26084-V348-A91 |  | F26084-V348-A91 | BOX ACCESS SMALL | 50 | Packaging | Packaging | ['WST'] | KABE | 0 | Material
F26084-V349-A7 | 10601127257 | F26084-V349-A7 |  | F26084-V349-A7 | BOX LTO ETC | 50 | Packaging | Packaging | ['WST'] | KABE | 0 | Material
F26084-V349-G7 | 10601127259 | F26084-V349-G7 |  | F26084-V349-G7 | CUSHION PSU | 50 | Packaging | Packaging | ['WST'] | KABE | 0 | Material
F26084-V37-E5 | 10600409057 | F26084-V37-E5 |  | F26084-V37-E5 | PE-PAG RED | 50 | Packaging | Packaging | ['WST'] | KABE | 0 | Material
F26084-V37-E50 | 10600283515 | F26084-V37-E50 |  | F26084-V37-E50 | PE-BAG ORANGE | 50 | Packaging | Packaging | ['WST'] | KABE | 0 | Material
F26084-V37-E8 | 10601643728 | F26084-V37-E8 |  | F26084-V37-E8 | F-BEUTEL 70X100 | 50 | Packaging | Packaging | ['WST'] | KABE | 0 | Material
F26084-V37-E9 | 10601643729 | F26084-V37-E9 |  | F26084-V37-E9 | F-BEUTEL 180X250 | 50 | Packaging | Packaging | ['WST'] | KABE | 0 | Material
F26084-V387-V2 | 10600283373 | F26084-V387-V2 |  | F26084-V387-V2 | BULK PACK LARGE | 50 | Packaging | Packaging | ['WST'] | KABE | 0 | Material
F26084-V387-V3 | 10600283374 | F26084-V387-V3 |  | F26084-V387-V3 | BULK PACK SMALL | 50 | Packaging | Packaging | ['WST'] | KABE | 0 | Material
F26084-V40-E1 | 10600907086 | F26084-V40-E1 |  | F26084-V40-E1 | 77X127 ESD BAG (F26084-V40-E1) | 50 | Packaging | Packaging | ['WST'] | KABE | 0 | Material
F26084-V40-E12 | 10600907059 | F26084-V40-E12 |  | F26084-V40-E12 | 550X610 ESD BAG (F26084-V40-E12) | 50 | Packaging | Packaging | ['WST'] | KABE | 0 | Material
F26084-V40-E3 | 10600907084 | F26084-V40-E3 |  | F26084-V40-E3 | 127X203 ESD BAG (F26084-V40-E3) | 50 | Packaging | Packaging | ['WST'] | KABE | 0 | Material
F26084-V40-E4 | 10600907073 | F26084-V40-E4 |  | F26084-V40-E4 | 152X254 ESD BAG (F26084-V40-E4) | 50 | Packaging | Packaging | ['WST'] | KABE | 0 | Material
F26084-V40-E5 | 10600907072 | F26084-V40-E5 |  |  | 203X305 ESD BAG (F26084-V40-E5) | 50 | Packaging | Packaging | ['WST'] | KABE | 0 | Material
F26084-V40-E5-TBD(OBS_FOR | 2010972480 |  |  | F26084-V40-E5-TBD(OBS_FOR | 203X305 ESD BAG (F26084-V40-E5) |  | Packaging | Packaging | ['WST'] |  | 0 | Material
F26084-V40-E8 | 10600907064 | F26084-V40-E8 |  | F26084-V40-E8 | 305X457 ESD BAG (F26084-V40-E8) | 50 | Packaging | Packaging | ['WST'] | KABE | 0 | Material
F26084-V404-A2 | 10601189342 | F26084-V404-A2 |  | F26084-V404-A2 | BOX ACCESS.XS | 50 | Packaging | Packaging | ['WST'] | KABE | 0 | Material
F26084-V421-G10 | 10600691505 | F26084-V421-G10 |  | F26084-V421-G10 | CUSHION BX900 | 50 | Packaging | Packaging | ['WST'] | KABE | 0 | Material
F26084-V422-A9 | 10602381717 | F26084-V422-A9 |  | F26084-V422-A9 | INLAY NODES | 50 | Packaging | Packaging | ['WST'] | KABE | 0 | Material
F26084-V422-G12 | 10602527434 | F26084-V422-G12 |  | F26084-V422-G12 | CUSH SX2550M4NODE | 75 | Packaging | Packaging | ['WST'] | KABE | 0 | Material
F26084-V424-A1 | 10600383494 | F26084-V424-A1 |  | F26084-V424-A1 | OBOX CX400-TX2560 | 50 | Packaging | Packaging | ['WST'] | KABE | 0 | Material
F26084-V424-A3 | 10600958507 | F26084-V424-A3 |  | F26084-V424-A3 | OBOX TX1330 | 50 | Packaging | Packaging | ['WST'] | KABE | 0 | Material
F26084-V424-C14 | 10602563984 | F26084-V424-C14 |  | F26084-V424-C14 | CUSHION CX400 M4 | 75 | Packaging | Packaging | ['WST'] | KABE | 0 | Material
F26084-V424-D1 | 10600390578 | F26084-V424-D1 |  | F26084-V424-D1 | STRAP GREEN 2.10 | 50 | Packaging | Packaging | ['WST'] | KABE | 0 | Material
F26084-V424-G11 | 10601789939 | F26084-V424-G11 |  | F26084-V424-G11 | CUSH ETER.DX HD DE(MS80) | 80 | Packaging | Packaging | ['WST'] | KABE | 0 | Material
F26084-V424-G13 | 10601889111 | F26084-V424-G13 |  | F26084-V424-G13 | CUSH-PIOC TX2560 | 80 | Packaging | Packaging | ['WST'] | KABE | 0 | Material
F26084-V441-A6 | 10602467131 | F26084-V441-A6 |  | F26084-V441-A6 | OBOX RX1330 | 50 | Packaging | Packaging | ['WST'] | KABE | 0 | Material
F26084-V441-C1 | 10602467133 | F26084-V441-C1 |  | F26084-V441-C1 | CUSHION RX2510-2530 | 80 | Packaging | Packaging | ['WST'] | KABE | 0 | Material
F26084-V442-A4 | 10601100729 | F26084-V442-A4 |  | F26084-V442-A4 | OBOX ETERNUS | 50 | Packaging | Packaging | ['WST'] | KABE | 0 | Material
F26084-V442-C1 | 10602324006 | F26084-V442-C1 |  | F26084-V442-C1 | CUSHION RX4770 M4 | 80 | Packaging | Packaging | ['WST'] | KABE | 0 | Material
F26084-V442-C2 | 10602324005 | F26084-V442-C2 |  | F26084-V442-C2 | CUSHION RX2540 M4 | 80 | Packaging | Packaging | ['WST'] | KABE | 0 | Material
F26084-V442-G7 | 10601509699 | F26084-V442-G7 |  | F26084-V442-G7 | CUSHION ETERNUS DX | 50 | Packaging | Packaging | ['WST'] | KABE | 0 | Material
F26084-V443-A5 | 10602141557 | F26084-V443-A5 |  | F26084-V443-A5 | OBOX ESP-D+P GR | 50 | Packaging | Packaging | ['WST'] | KABE | 0 | Material
F26084-V443-G3 | 10602214352 | F26084-V443-G3 |  | F26084-V443-G3 | CUSHION TX1320M3 | 80 | Packaging | Packaging | ['WST'] | KABE | 0 | Material
F26084-V500 | 10600580180 | F26084-V500 |  | F26084-V500 | PACK.500X285X220 | 50 | Packaging | Packaging | ['WST'] | KABE | 0 | Material
F26084-V501 | 10600580181 | F26084-V501 |  | F26084-V501 | PACK.530X285X110 | 50 | Packaging | Packaging | ['WST'] | KABE | 0 | Material
F26084-V502 | 10600580182 | F26084-V502 |  | F26084-V502 | PACK.575X375X470 | 50 | Packaging | Packaging | ['WST'] | KABE | 0 | Material
F26084-V502-A12 | 10601678994 | F26084-V502-A12 |  | F26084-V502-A12 | ZWISCHENLAGE | 80 | Packaging | Packaging | ['WST'] | KABE | 0 | Material
F26084-V510-A2 | 10600597523 | F26084-V510-A2 |  | F26084-V510-A2 | PACK 550X360X310 | 50 | Packaging | Packaging | ['WST'] | KABE | 0 | Material
F26084-V510-A3 | 10600597522 | F26084-V510-A3 |  | F26084-V510-A3 | PACK 590X374X111 | 50 | Packaging | Packaging | ['WST'] | KABE | 0 | Material
F26084-V510-A4 | 10600597521 | F26084-V510-A4 |  | F26084-V510-A4 | PACK 790X600X310 | 50 | Packaging | Packaging | ['WST'] | KABE | 0 | Material
F26084-V54-A11 | 10603611296 | F26084-V54-A11 |  | F26084-V54-A11 | PALLET WOOD L1200 X W800,FTS:10602506963 | 50 | Packaging | Packaging | ['WST'] | KABE | 0 | Material
F6-NYBT1H |  |  |  |  | ï¾…ï½²ï¾›ï¾ï¾Šï¾žï¾ï¾„ï¾ž |  | Small parts | Small parts | ['FIT'] |  | 0 | Material
F6-NYBT3 |  |  |  |  | ï¾…ï½²ï¾›ï¾ï¾Šï¾žï¾ï¾„ï¾ž |  | Small parts | Small parts | ['FIT'] |  | 0 | Material
F6-NYC5R5 |  |  |  |  | ï½¸ï¾˜ï¾‚ï¾Œï¾Ÿ |  | Small parts | Small parts | ['FIT'] |  | 0 | Material
F6-SBD5-10121 |  |  |  |  | ï¾Šï¾žï½²ï¾ï¾„ï¾žï¾ˆï½¼ï¾ž(ï¾Ž) |  | Small parts | Small parts | ['FIT'] |  | 0 | Material
F6-SW2N5-12121 |  |  |  |  | ï½ºï¾ˆï½¼ï¾ž(ï¾Ž) |  | Small parts | Small parts | ['FIT'] |  | 0 | Material
F6-SW2N5-14121 |  |  |  |  | ï½ºï¾ˆï½¼ï¾ž(ï¾Ž) |  | Small parts | Small parts | ['FIT'] |  | 0 | Material
F84-F3004 | 10601151482 | F84-F3004 |  | F84-F3004 | ESD-ATTENTION | 50 | Small parts | Label | ['WST'] | KABE | 0 | Material
F84-F7087 | 10521664773 | F84-F7087 |  | F84-F7087 | VERPACKUNG A4 | 50 | Packaging | Packaging | ['WST'] | KABE | 0 | Material
F84-F7092 | 10600297669 | F84-F7092 |  | F84-F7092 | PAPIERPOLST12X21,5 | 50 | Packaging | Packaging | ['WST'] | KABE | 0 | Material
FAN-0188L4 |  |  |  |  | FAN |  | Small parts | Fan | ['FIT'] |  | 0 | Material
FAN-0196L4-1 |  |  |  |  | FAN |  | Small parts | Fan | ['FIT'] |  | 0 | Material
FJFAN-01 |  |  |  |  | SDSP TOR 10G FAN SPARE |  | PSU | PSU | ['FIT'] |  | 0 | Material
FJIT |  |  |  |  | WIP_FJIT |  |  |  | ['FJIT'] |  | 0 | Material
FJPSU-460AC |  |  |  |  | SDSP TOR 10G PSU SPARE |  | PSU | PSU | ['FIT'] |  | 0 | Material
FJPSU-460AC-E |  |  |  |  | PSU(LICS) |  | PSU | PSU | ['FIT'] |  | 0 | Material
FJS:FDL105-01-H108 | 10602214432 | FJS:FDL105-01-H108 |  | FJS:FDL105-01-H108 | TAG-E DX HD 3,5 10TB7K2 CA08226-E207 | 50 | Small parts | Label | ['WST'] | KABE | 0 | Material
FJS:FDL105-01-H110 | 10602214412 | FJS:FDL105-01-H110 |  | FJS:FDL105-01-H110 | TAG-E DX HD 3,5 8TB7K2 CA08226-E216 | 80 | Small parts | Label | ['WST'] | KABE | 0 | Material
FJS:FDL105-01-H116 | 10602214359 | FJS:FDL105-01-H116 |  | FJS:FDL105-01-H116 | TAG-E DXS4 HDDE HD 8TB7K2 CA08226-E456 | 80 | Small parts | Label | ['WST'] | KABE | 0 | Material
FJS:JX60-300GB-15K | 10602145186 | FJS:JX60-300GB-15K |  | FJS:JX60-300GB-15K | TAG-E JX HD 300G 15K 3,5" | 50 | Small parts | Label | ['WST'] | KABE | 0 | Material
FJS:JX60-35-1-2TB | 10602028887 | FJS:JX60-35-1-2TB |  | FJS:JX60-35-1-2TB | TAG-E JX HD 1.2T 10K 3,5" | 50 | Small parts | Label | ['WST'] | KABE | 0 | Material
FJS:JX60-35-1-6TB | 10602028884 | FJS:JX60-35-1-6TB |  | FJS:JX60-35-1-6TB | TAG-E JX 1600-SAS-SSD 3.5 | 50 | Small parts | Label | ['WST'] | KABE | 0 | Material
FJS:JX60-35-1-8TB | 10602028888 | FJS:JX60-35-1-8TB |  | FJS:JX60-35-1-8TB | TAG-E JX HD 1.8T 10K 3,5" | 50 | Small parts | Label | ['WST'] | KABE | 0 | Material
FJS:JX60-35-1-92TB | 10602145190 | FJS:JX60-35-1-92TB |  | FJS:JX60-35-1-92TB | TAG-E JX 1920-SAS-SSD 3.5 | 50 | Small parts | Label | ['WST'] | KABE | 0 | Material
FJS:JX60-35-12TB | 10602499716 | FJS:JX60-35-12TB |  | FJS:JX60-35-12TB | TAG-E JX S2 HD 12TB 3,5" | 50 | Small parts | Label | ['WST'] | KABE | 0 | Material
FJS:JX60-35-2-4TB | 10602530876 | FJS:JX60-35-2-4TB |  | FJS:JX60-35-2-4TB | TAG-E JX HD 2.4T 10K 3,5" | 50 | Small parts | Label | ['WST'] | KABE | 0 | Material
FJS:JX60-35-2TB | 10601810234 | FJS:JX60-35-2TB |  | FJS:JX60-35-2TB | TAG-E JX60 HD 2TB 3,5" | 50 | Small parts | Label | ['WST'] | KABE | 0 | Material
FJS:JX60-35-3-2TB | 10602326560 | FJS:JX60-35-3-2TB |  | FJS:JX60-35-3-2TB | TAG-E JX 3200-SAS-SSD 3.5 | 50 | Small parts | Label | ['WST'] | KABE | 0 | Material
FJS:JX60-35-3-84TB | 10602145191 | FJS:JX60-35-3-84TB |  | FJS:JX60-35-3-84TB | TAG-E JX 3840-SAS-SSD 3.5 | 50 | Small parts | Label | ['WST'] | KABE | 0 | Material
FJS:JX60-35-400GB | 10602028732 | FJS:JX60-35-400GB |  | FJS:JX60-35-400GB | TAG-E JX 400-SAS-SSD 3.5 | 50 | Small parts | Label | ['WST'] | KABE | 0 | Material
FJS:JX60-35-480GB | 10602145188 | FJS:JX60-35-480GB |  |  | TAG-E JX 480-SAS-SSD 3.5(MS80) | 80 | Small parts | Label | ['WST'] | KABE | 0 | Material
FJS:JX60-35-4TB | 10601810236 | FJS:JX60-35-4TB |  | FJS:JX60-35-4TB | TAG-E JX60 HD 4TB 3,5" | 50 | Small parts | Label | ['WST'] | KABE | 0 | Material
FJS:JX60-35-600GB | 10602028885 | FJS:JX60-35-600GB |  | FJS:JX60-35-600GB | TAG-E JX HD 600G 10K 3,5" | 50 | Small parts | Label | ['WST'] | KABE | 0 | Material
FJS:JX60-35-7-68TB | 10602326562 | FJS:JX60-35-7-68TB |  | FJS:JX60-35-7-68TB | TAG-E JX 7680-SAS-SSD 3.5 | 50 | Small parts | Label | ['WST'] | KABE | 0 | Material
FJS:JX60-35-800GB | 10602028733 | FJS:JX60-35-800GB |  | FJS:JX60-35-800GB | TAG-E JX 800-SAS-SSD 3.5 | 50 | Small parts | Label | ['WST'] | KABE | 0 | Material
FJS:JX60-35-900GB | 10602028886 | FJS:JX60-35-900GB |  | FJS:JX60-35-900GB | TAG-E JX HD 900G 10K 3,5" | 50 | Small parts | Label | ['WST'] | KABE | 0 | Material
FJS:JX60-35-960GB | 10602145189 | FJS:JX60-35-960GB |  | FJS:JX60-35-960GB | TAG-E JX 960-SAS-SSD 3.5 | 50 | Small parts | Label | ['WST'] | KABE | 0 | Material
FJS:JX60-600GB-15K | 10602145185 | FJS:JX60-600GB-15K |  | FJS:JX60-600GB-15K | TAG-E JX HD 600G 15K 3,5" | 50 | Small parts | Label | ['WST'] | KABE | 0 | Material
FJS:JX60-900GB-15K | 10602379673 | FJS:JX60-900GB-15K |  | FJS:JX60-900GB-15K | TAG-E JX HD 900G 15K 3,5" | 50 | Small parts | Label | ['WST'] | KABE | 0 | Material
FJS:TAG-EJ4212-10 | 10601897980 | FJS:TAG-EJ4212-10 |  | FJS:TAG-EJ4212-10 | TAG-E JX 1200-SAS-10 | 50 | Small parts | Label | ['WST'] | KABE | 0 | Material
FJS:TAG-EJ4216SSD | 10601897986 | FJS:TAG-EJ4216SSD |  | FJS:TAG-EJ4216SSD | TAG-E JX 1600-SAS-SSD | 50 | Small parts | Label | ['WST'] | KABE | 0 | Material
FJS:TAG-EJ4218-10 | 10601897981 | FJS:TAG-EJ4218-10 |  | FJS:TAG-EJ4218-10 | TAG-E JX 1800-SAS-10 | 50 | Small parts | Label | ['WST'] | KABE | 0 | Material
FJS:TAG-EJ42190SSD | 10602109341 | FJS:TAG-EJ42190SSD |  | FJS:TAG-EJ42190SSD | TAG-E JX R 1900-SAS-SSD | 50 | Small parts | Label | ['WST'] | KABE | 0 | Material
FJS:TAG-EJ4220-72 | 10601905211 | FJS:TAG-EJ4220-72 |  |  | TAG-E JX40 S2 3.5? 2TB 7K2 SAS(MS80) | 80 | Small parts | Label | ['WST'] | KABE | 0 | Material
FJS:TAG-EJ4224-10 | 10602530875 | FJS:TAG-EJ4224-10 |  | FJS:TAG-EJ4224-10 | TAG-E JX 2400-SAS-10 | 50 | Small parts | Label | ['WST'] | KABE | 0 | Material
FJS:TAG-EJ42300-15 | 10601897982 | FJS:TAG-EJ42300-15 |  | FJS:TAG-EJ42300-15 | TAG-E JX 300-SAS-15 | 50 | Small parts | Label | ['WST'] | KABE | 0 | Material
FJS:TAG-EJ4232SSD | 10602326559 | FJS:TAG-EJ4232SSD |  | FJS:TAG-EJ4232SSD | TAG-E JX 3200-SAS-SSD | 50 | Small parts | Label | ['WST'] | KABE | 0 | Material
FJS:TAG-EJ42380SSD | 10602109340 | FJS:TAG-EJ42380SSD |  | FJS:TAG-EJ42380SSD | TAG-E JX R 3800-SAS-SSD | 50 | Small parts | Label | ['WST'] | KABE | 0 | Material
FJS:TAG-EJ4240-72 | 10601905213 | FJS:TAG-EJ4240-72 |  |  | TAG-E JX40 S2 3.5? 4TB 7K2 SAS(MS80) | 80 | Small parts | Label | ['WST'] | KABE | 0 | Material
FJS:TAG-EJ42400SSD | 10601897984 | FJS:TAG-EJ42400SSD |  | FJS:TAG-EJ42400SSD | TAG-E JX R 400-SAS-SSD | 50 | Small parts | Label | ['WST'] | KABE | 0 | Material
FJS:TAG-EJ42480SSD | 10601897985 | FJS:TAG-EJ42480SSD |  | FJS:TAG-EJ42480SSD | TAG-E JX R 800-SAS-SSD | 50 | Small parts | Label | ['WST'] | KABE | 0 | Material
FJS:TAG-EJ4248SSD | 10602109343 | FJS:TAG-EJ4248SSD |  |  | TAG-E JX R 480-SAS-SSD(MS80) | 80 | Small parts | Label | ['WST'] | KABE | 0 | Material
FJS:TAG-EJ4260-72 | 10601930404 | FJS:TAG-EJ4260-72 |  | FJS:TAG-EJ4260-72 | TAG-E JX40 S2 3.5? 6TB 7K2 SAS | 50 | Small parts | Label | ['WST'] | KABE | 0 | Material
FJS:TAG-EJ42600-10 | 10601897977 | FJS:TAG-EJ42600-10 |  | FJS:TAG-EJ42600-10 | TAG-E JX 600-SAS-10 | 50 | Small parts | Label | ['WST'] | KABE | 0 | Material
FJS:TAG-EJ42600-15 | 10601897983 | FJS:TAG-EJ42600-15 |  | FJS:TAG-EJ42600-15 | TAG-E JX 600-SAS-15 | 50 | Small parts | Label | ['WST'] | KABE | 0 | Material
FJS:TAG-EJ42768SSD | 10602326561 | FJS:TAG-EJ42768SSD |  | FJS:TAG-EJ42768SSD | TAG-E JX R 7680-SAS-SSD | 50 | Small parts | Label | ['WST'] | KABE | 0 | Material
FJS:TAG-EJ4280-72 | 10601930405 | FJS:TAG-EJ4280-72 |  | FJS:TAG-EJ4280-72 | TAG-E JX40 S2 3.5" 8TB 7K2 SAS | 50 | Small parts | Label | ['WST'] | KABE | 0 | Material
FJS:TAG-EJ42900-10 | 10601897979 | FJS:TAG-EJ42900-10 |  | FJS:TAG-EJ42900-10 | TAG-E JX 900-SAS-10 | 50 | Small parts | Label | ['WST'] | KABE | 0 | Material
FJS:TAG-EJ42900-15 | 10602379566 | FJS:TAG-EJ42900-15 |  | FJS:TAG-EJ42900-15 | TAG-E JX 900-SAS-15 | 50 | Small parts | Label | ['WST'] | KABE | 0 | Material
FJS:TAG-EJ4296SSD | 10602109342 | FJS:TAG-EJ4296SSD |  | FJS:TAG-EJ4296SSD | TAG-E JX R 960-SAS-SSD | 50 | Small parts | Label | ['WST'] | KABE | 0 | Material
FJS:TAGEJ421000-72 | 10601941540 | FJS:TAGEJ421000-72 |  | FJS:TAGEJ421000-72 | TAG-E JX 1TB-SAS-7K2 | 50 | Small parts | Label | ['WST'] | KABE | 0 | Material
FJS:TAGEJ422000-72 | 10601941541 | FJS:TAGEJ422000-72 |  | FJS:TAGEJ422000-72 | TAG-E JX 2TB-SAS-7K2 | 50 | Small parts | Label | ['WST'] | KABE | 0 | Material
FJS:Z9CA92111-6042 | 10602467480 | FJS:Z9CA92111-6042 |  | FJS:Z9CA92111-6042 | TAG-E DX HD 3.5 1.2TB 10K CA08226-E285 | 50 | Small parts | Label | ['WST'] | KABE | 0 | Material
FJS:Z9CA92111-6418 | 10602467484 | FJS:Z9CA92111-6418 |  | FJS:Z9CA92111-6418 | TAG-E DX HD 3.5 2.4TB 10K CA08226-E287 | 50 | Small parts | Label | ['WST'] | KABE | 0 | Material
FJS:Z9CA92111-6419 | 10602467470 | FJS:Z9CA92111-6419 |  | FJS:Z9CA92111-6419 | TAG-E DXS4 HDDE HD 12TB 7K2 CA08226-E488 | 50 | Small parts | Label | ['WST'] | KABE | 0 | Material
FJS:Z9CA92111-6420 | 10602467477 | FJS:Z9CA92111-6420 |  | FJS:Z9CA92111-6420 | TAG-E DX HD 3.5 12TB 7K2 CA08226-E268 | 50 | Small parts | Label | ['WST'] | KABE | 0 | Material
FJS:Z9CA92111-6546 | 10602467481 | FJS:Z9CA92111-6546 |  | FJS:Z9CA92111-6546 | TAG-E DX HD 2.5 1.2TB 10K CA08226-E977 | 50 | Small parts | Label | ['WST'] | KABE | 0 | Material
FJS:Z9CA92111-6551 | 10602501356 | FJS:Z9CA92111-6551 |  | FJS:Z9CA92111-6551 | TAG-E DX HD 2.5 600GB 10K CA08226-E975 | 50 | Small parts | Label | ['WST'] | KABE | 0 | Material
FJS:Z9CA92111-6904 | 10602467483 | FJS:Z9CA92111-6904 |  | FJS:Z9CA92111-6904 | TAG-E DX HD 2.5 1.8TB 10K CA08226-E978 | 50 | Small parts | Label | ['WST'] | KABE | 0 | Material
FJS:Z9CA92111-6905 | 10602467485 | FJS:Z9CA92111-6905 |  | FJS:Z9CA92111-6905 | TAG-E DX HD 2.5 2.4TB 10K CA08226-E979 | 50 | Small parts | Label | ['WST'] | KABE | 0 | Material
FSP:JX402-QSTART | 10601876129 | FSP:JX402-QSTART |  | FSP:JX402-QSTART | JX40 S2 QUICK START POSTER | 50 | Small parts | Label | ['WST'] | KABE | 0 | Material
FSP:JX60S2-QSTART | 10602150273 | FSP:JX60S2-QSTART |  |  | JX60 S2 QUICK START POSTER(MS80) | 80 | Small parts | Label | ['WST'] | KABE | 0 | Material
FSP:LABEL-CE | 4004776 |  |  | FSP:LABEL-CE | PRINT CE RATING LABEL PART2,3 & CTN B |  |  |  | ['WST'] |  | 3 | no material
FSP:P304000004/FJ |  |  |  |  | IA-SERVER FTPO |  | Small parts | Small parts | ['FIT'] |  | 0 | Material
FTS:A3C40121947 |  |  |  |  | Rear FAN Module |  | Small parts | Mechanical | ['FIT'] |  | 0 | Material
FTS:A3C40124715 |  |  |  |  | CABLE ASSY TU2 IDC TO D-SUB |  | Cable | Cable | ['FIT'] |  | 0 | Material
FTS:A3C40124717 |  |  |  |  | CABLE TU2 FFC |  | Cable | Cable | ['FIT'] |  | 0 | Material
FTS:A3C40124719 |  |  |  |  | CABLE TU1 FFC TP |  | Cable | Cable | ['FIT'] |  | 0 | Material
FTS:A3C40124720 |  |  |  |  | CABLE ASSY TU1 |  | Cable | Cable | ['FIT'] |  | 0 | Material
FTS:A3C40124723 |  |  |  |  | CABLE ASSY TU2 |  | Cable | Cable | ['FIT'] |  | 0 | Material
FTS:A3C40124724 |  |  |  |  | CABLE ASSY TU2 |  | Cable | Cable | ['FIT'] |  | 0 | Material
FTS:A3C40125908 |  |  |  |  | SAS20BPL_4_25HD |  | Others | Others | ['FIT'] |  | 0 | Material
FTS:A3C40125915 |  |  |  |  | POWER BP TX300S7 |  | Others | Others | ['FIT'] |  | 0 | Material
FTS:A3C40125918 |  |  |  |  | SAS20BPL_EXP_24 |  | Others | Others | ['FIT'] |  | 0 | Material
FTS:A3C40125920 |  |  |  |  | TX300S7 SAS BP-4SLOT |  | Others | Others | ['FIT'] |  | 0 | Material
FTS:A3C40127510 |  |  |  |  | DUMMY ODD |  | Small parts | Mechanical | ['FIT'] |  | 0 | Material
FTS:A3C40133955 | 10601433923 | FTS:A3C40133955 | FTS:A3C40133955 | FTS:A3C40133955 | RED.PWR DUM.COVER | 50 | Small parts | Mechanical | ['FIT' 'MW' 'WST'] | KABE | 0 | Material
FTS:A3C40133962 |  |  |  |  | RAIDCARD CABLE |  | Small parts | Cable | ['FIT'] |  | 0 | Material
FTS:A3C40135190 |  |  |  |  | GROUNDING KIT P |  | Others | Others | ['FIT'] |  | 0 | Material
FTS:A3C40136286 |  |  |  |  | CSS-DUMMY RX100 |  | Small parts | Mechanical | ['FIT'] |  | 0 | Material
FTS:A3C40137287 |  |  |  |  | BP2-4XHDD |  | Others | Others | ['FIT'] |  | 0 | Material
FTS:A3C40137292 |  |  |  |  | IA-EOL |  | Others | Others | ['FIT'] |  | 0 | Material
FTS:A3C40137293 |  |  |  |  | IA-EOL |  | Others | Others | ['FIT'] |  | 0 | Material
FTS:A3C40137294 |  |  |  |  | IA-EOL |  | Small parts | Cable | ['FIT'] |  | 0 | Material
FTS:A3C40137296 |  |  |  |  | IA-EOL |  | Others | Others | ['FIT'] |  | 0 | Material
FTS:AF150S3-QSTART | 10602710220 | FTS:AF150S3-QSTART |  | FTS:AF150S3-QSTART | AF150 S3 QUICK START POSTER | 50 | Small parts | Manual | ['WST'] | KABE | 0 | Material
FTS:AF250S3-QSTART | 10602664192 | FTS:AF250S3-QSTART |  | FTS:AF250S3-QSTART | AF250 S3 QUICK START POSTER | 50 | Small parts | Manual | ['WST'] | KABE | 0 | Material
FTS:DX12S5-QSTART | 10602664330 | FTS:DX12S5-QSTART |  | FTS:DX12S5-QSTART | DX1/200 S5 QUICK START POSTER | 50 | Small parts | Manual | ['WST'] | KABE | 0 | Material
FTS:DX60S5-QSTART | 10602664329 | FTS:DX60S5-QSTART |  | FTS:DX60S5-QSTART | DX60 S5 QUICK START POSTER | 50 | Small parts | Manual | ['WST'] | KABE | 0 | Material
FUJ:F6-SBD5-10121 | 10603350768 | FUJ:F6-SBD5-10121 |  | FUJ:F6-SBD5-10121 | SCREW | 50 | Small parts | Mechanical | ['WST'] | KABE | 0 | Material
FUJ:F6-SSA5-10121 | 10603350767 | FUJ:F6-SSA5-10121 |  | FUJ:F6-SSA5-10121 | M5-SCREW | 50 | Small parts | Mechanical | ['WST'] | KABE | 0 | Material
FUJ:M9CA92276-1061 | 10603008124 | FUJ:M9CA92276-1061 |  | FUJ:M9CA92276-1061 | PRINT SPEC FOR PACKAGING LABEL | 50 | Small parts | Label | ['WST'] | KABE | 0 | Material
FUJ:M9CA92276-1062 | 10603008083 | FUJ:M9CA92276-1062 |  | FUJ:M9CA92276-1062 | PRINT SPEC FOR PACKAGING LABEL | 50 | Small parts | Label | ['WST'] | KABE | 3 | no material | Label | no material
FUJ:U1CA08895-E100 |  |  |  |  | REWORK INSTRUCTION |  |  |  | ['WST'] |  | 3 | no material
FUJ:Z9CA92111-6046 | 10602709869 | FUJ:Z9CA92111-6046 |  | FUJ:Z9CA92111-6046 | TAG-E DX SSD 3.5 800GB CA08226-E292 | 75 | Small parts | Label | ['WST'] | KABE | 0 | Material
FUJ:Z9CA92111-6049 | 10602536452 | FUJ:Z9CA92111-6049 |  | FUJ:Z9CA92111-6049 | TAG-E DX SSD 3.5 1.92TB CA08226-E295 | 75 | Small parts | Label | ['WST'] | KABE | 0 | Material
FUJ:Z9CA92111-6050 | 10602536453 | FUJ:Z9CA92111-6050 |  | FUJ:Z9CA92111-6050 | TAG-E DX SSD 3.5 3.84TB CA08226-E296 | 75 | Small parts | Label | ['WST'] | KABE | 0 | Material
FUJ:Z9CA92111-6052 | 10602536451 | FUJ:Z9CA92111-6052 |  | FUJ:Z9CA92111-6052 | TAG-E DX SSD 3.5 960GB CA08226-E278 | 75 | Small parts | Label | ['WST'] | KABE | 0 | Material
FUJ:Z9CA92111-6062 | 10602536411 | FUJ:Z9CA92111-6062 |  | FUJ:Z9CA92111-6062 | TAG-E DX HD 3.5 1.2TB 10K CA08226-E015 | 50 | Small parts | Label | ['WST'] | KABE | 0 | Material
FUJ:Z9CA92111-6064 | 10602536463 | FUJ:Z9CA92111-6064 |  | FUJ:Z9CA92111-6064 | TAG-E DX SSD 3.5 960GB CA08226-E024 | 80 | Small parts | Label | ['WST'] | KABE | 0 | Material
FUJ:Z9CA92111-6087 | 10602622157 | FUJ:Z9CA92111-6087 |  | FUJ:Z9CA92111-6087 | TAG-E DX HD 3,5 4TB7K2 CA08226-E074 | 50 | Small parts | Label | ['WST'] | KABE | 0 | Material
FUJ:Z9CA92111-6089 | 10602622162 | FUJ:Z9CA92111-6089 |  | FUJ:Z9CA92111-6089 | TAG-E DX HD 3,5 4TB7K2 CA08226-E534 | 50 | Small parts | Label | ['WST'] | KABE | 0 | Material
FUJ:Z9CA92111-6091 | 10602710977 | FUJ:Z9CA92111-6091 |  | FUJ:Z9CA92111-6091 | TAG-E DX FIPS SSD3.5 1.92T CA08226-E095 | 75 | Small parts | Label | ['WST'] | KABE | 0 | Material
FUJ:Z9CA92111-6092 | 10602710978 | FUJ:Z9CA92111-6092 |  | FUJ:Z9CA92111-6092 | TAG-E DX FIPS SSD 3.5 3.84T CA08226-E096 | 75 | Small parts | Label | ['WST'] | KABE | 0 | Material
FUJ:Z9CA92111-6096 | 10602836055 | FUJ:Z9CA92111-6096 |  | FUJ:Z9CA92111-6096 | TAG-E DX HD 3.5 4TB 7K2 CA08226-E114 | 50 | Small parts | Label | ['WST'] | KABE | 0 | Material
FUJ:Z9CA92111-6097 | 10602836057 | FUJ:Z9CA92111-6097 |  | FUJ:Z9CA92111-6097 | TAG-E DX HD 3.5 4TB 7K2 CA08226-E118 | 50 | Small parts | Label | ['WST'] | KABE | 0 | Material
FUJ:Z9CA92111-6100 | 10602836060 | FUJ:Z9CA92111-6100 |  | FUJ:Z9CA92111-6100 | TAG-E DX HD HDDE 4TB 7K2 CA08226-E554 | 50 | Small parts | Label | ['WST'] | KABE | 0 | Material
FUJ:Z9CA92111-6101 | 10602836062 | FUJ:Z9CA92111-6101 |  | FUJ:Z9CA92111-6101 | TAG-E DX HD HDDE 4TB 7K2 CA08226-E558 | 50 | Small parts | Label | ['WST'] | KABE | 0 | Material
FUJ:Z9CA92111-6107 | 10602836047 | FUJ:Z9CA92111-6107 |  | FUJ:Z9CA92111-6107 | TAG-E DX SSD 3.5 1.92TB CA08226-E135 | 50 | Small parts | Label | ['WST'] | KABE | 0 | Material
FUJ:Z9CA92111-6108 | 10602836049 | FUJ:Z9CA92111-6108 |  | FUJ:Z9CA92111-6108 | TAG-E DX SSD 3.5 3.84TB CA08226-E136 | 50 | Small parts | Label | ['WST'] | KABE | 0 | Material
FUJ:Z9CA92111-6116 | 10602836045 | FUJ:Z9CA92111-6116 |  | FUJ:Z9CA92111-6116 | TAG-E DX SSD 3.5 960GB CA08226-E144 | 50 | Small parts | Label | ['WST'] | KABE | 0 | Material
FUJ:Z9CA92111-6428 | 10602709574 | FUJ:Z9CA92111-6428 |  | FUJ:Z9CA92111-6428 | TAG-E DX HD 3.5 2.4TB 10K CA08226-E017 | 50 | Small parts | Label | ['WST'] | KABE | 0 | Material
FUJ:Z9CA92111-6431 | 10602622156 | FUJ:Z9CA92111-6431 |  | FUJ:Z9CA92111-6431 | TAG-E DX HD 3,5 6TB7K2 CA08226-E075 | 50 | Small parts | Label | ['WST'] | KABE | 0 | Material
FUJ:Z9CA92111-6432 | 10602622155 | FUJ:Z9CA92111-6432 |  | FUJ:Z9CA92111-6432 | TAG-E DX HD 3,5 8TB7K2 CA08226-E076 | 50 | Small parts | Label | ['WST'] | KABE | 0 | Material
FUJ:Z9CA92111-6435 | 10602622160 | FUJ:Z9CA92111-6435 |  | FUJ:Z9CA92111-6435 | TAG-E DX HD 3,5 8TB7K2 CA08226-E536 | 50 | Small parts | Label | ['WST'] | KABE | 0 | Material
FUJ:Z9CA92111-6437 | 10602644870 | FUJ:Z9CA92111-6437 |  | FUJ:Z9CA92111-6437 | TAG-E DX HD 3.5 10TB 7K2 CA08226-E087 | 80 | Small parts | Label | ['WST'] | KABE | 0 | Material
FUJ:Z9CA92111-6438 | 10602644868 | FUJ:Z9CA92111-6438 |  | FUJ:Z9CA92111-6438 | TAG-E DX HD 3.5 12TB 7K2 CA08226-E088 | 80 | Small parts | Label | ['WST'] | KABE | 0 | Material
FUJ:Z9CA92111-6439 | 10602644867 | FUJ:Z9CA92111-6439 |  | FUJ:Z9CA92111-6439 | TAG-E DX HD 3.5 14TB 7K2 CA08226-E089 | 80 | Small parts | Label | ['WST'] | KABE | 0 | Material
FUJ:Z9CA92111-6441 | 10602645417 | FUJ:Z9CA92111-6441 |  | FUJ:Z9CA92111-6441 | TAG-E DXS4 HDDE HD 12TB 7K2 CA08226-E548 | 80 | Small parts | Label | ['WST'] | KABE | 0 | Material
FUJ:Z9CA92111-6442 | 10602645416 | FUJ:Z9CA92111-6442 |  | FUJ:Z9CA92111-6442 | TAG-E DXS4 HDDE HD 14TB 7K2 CA08226-E549 | 80 | Small parts | Label | ['WST'] | KABE | 0 | Material
FUJ:Z9CA92111-6445 | 10602709579 | FUJ:Z9CA92111-6445 |  | FUJ:Z9CA92111-6445 | TAG-E DX FIPS 3.5 12TB 7K2 CA08226-E081 | 80 | Small parts | Label | ['WST'] | KABE | 0 | Material
FUJ:Z9CA92111-6446 | 10602710804 | FUJ:Z9CA92111-6446 |  | FUJ:Z9CA92111-6446 | TAG-E DX FIPS HDDE 12TB 7K2 CA08226-E541 | 80 | Small parts | Label | ['WST'] | KABE | 0 | Material
FUJ:Z9CA92111-6447 | 10602836054 | FUJ:Z9CA92111-6447 |  | FUJ:Z9CA92111-6447 | TAG-E DX HD 3.5 6TB 7K2 CA08226-E115 | 50 | Small parts | Label | ['WST'] | KABE | 0 | Material
FUJ:Z9CA92111-6448 | 10602836053 | FUJ:Z9CA92111-6448 |  | FUJ:Z9CA92111-6448 | TAG-E DX HD 3.5 8TB 7K2 CA08226-E116 | 50 | Small parts | Label | ['WST'] | KABE | 0 | Material
FUJ:Z9CA92111-6449 | 10602836056 | FUJ:Z9CA92111-6449 |  | FUJ:Z9CA92111-6449 | TAG-E DX HD 3.5 8TB 7K2 CA08226-E119 | 50 | Small parts | Label | ['WST'] | KABE | 0 | Material
FUJ:Z9CA92111-6451 | 10602836058 | FUJ:Z9CA92111-6451 |  | FUJ:Z9CA92111-6451 | TAG-E DX HD HDDE 8TB 7K2 CA08226-E556 | 50 | Small parts | Label | ['WST'] | KABE | 0 | Material
FUJ:Z9CA92111-6452 | 10602836061 | FUJ:Z9CA92111-6452 |  | FUJ:Z9CA92111-6452 | TAG-E DX HD HDDE 8TB 7K2 CA08226-E559 | 50 | Small parts | Label | ['WST'] | KABE | 0 | Material
FUJ:Z9CA92111-6453 | 10602836066 | FUJ:Z9CA92111-6453 |  | FUJ:Z9CA92111-6453 | TAG-E DX HD 3.5 10TB 7K2 CA08226-E307 | 50 | Small parts | Label | ['WST'] | KABE | 0 | Material
FUJ:Z9CA92111-6454 | 10602836065 | FUJ:Z9CA92111-6454 |  | FUJ:Z9CA92111-6454 | TAG-E DX HD 3.5 12TB 7K2 CA08226-E308 | 50 | Small parts | Label | ['WST'] | KABE | 0 | Material
FUJ:Z9CA92111-6455 | 10602836064 | FUJ:Z9CA92111-6455 |  | FUJ:Z9CA92111-6455 | TAG-E DX HD 3.5 14TB 7K2 CA08226-E309 | 50 | Small parts | Label | ['WST'] | KABE | 0 | Material
FUJ:Z9CA92111-6456 | 10602836063 | FUJ:Z9CA92111-6456 |  | FUJ:Z9CA92111-6456 | TAG-E DX HD 3.5" 16TB 7K2 CA08226-E300 | 50 | Small parts | Label | ['WST'] | KABE | 0 | Material
FUJ:Z9CA92111-6457 | 10602836068 | FUJ:Z9CA92111-6457 |  | FUJ:Z9CA92111-6457 | TAG-E DX HD 3.5 12TB 7K2 CA08226-E301 | 50 | Small parts | Label | ['WST'] | KABE | 0 | Material
FUJ:Z9CA92111-6458 | 10602836067 | FUJ:Z9CA92111-6458 |  | FUJ:Z9CA92111-6458 | TAG-E DX HD 3.5 16TB 7K2 CA08226-E302 | 50 | Small parts | Label | ['WST'] | KABE | 0 | Material
FUJ:Z9CA92111-6460 | 10602836071 | FUJ:Z9CA92111-6460 |  | FUJ:Z9CA92111-6460 | TAG-E DX HD HDDE 12TB 7K2 CA08226-E588 | 50 | Small parts | Label | ['WST'] | KABE | 0 | Material
FUJ:Z9CA92111-6461 | 10602836070 | FUJ:Z9CA92111-6461 |  | FUJ:Z9CA92111-6461 | TAG-E DX HD HDDE 14TB 7K2 CA08226-E589 | 50 | Small parts | Label | ['WST'] | KABE | 0 | Material
FUJ:Z9CA92111-6462 | 10602836069 | FUJ:Z9CA92111-6462 |  | FUJ:Z9CA92111-6462 | TAG-E DX HD HDDE 16TB 7K2 CA08226-E580 | 50 | Small parts | Label | ['WST'] | KABE | 0 | Material
FUJ:Z9CA92111-6463 | 10602836074 | FUJ:Z9CA92111-6463 |  | FUJ:Z9CA92111-6463 | TAG-E DX HD HDDE 12TB 7K2 CA08226-E581 | 50 | Small parts | Label | ['WST'] | KABE | 0 | Material
FUJ:Z9CA92111-6464 | 10602836073 | FUJ:Z9CA92111-6464 |  | FUJ:Z9CA92111-6464 | TAG-E DX HD HDDE 16TB 7K2 CA08226-E582 | 50 | Small parts | Label | ['WST'] | KABE | 0 | Material
FUJ:Z9CA92111-6554 | 10602709870 | FUJ:Z9CA92111-6554 |  | FUJ:Z9CA92111-6554 | TAG-E DX SSD 2.5 800GB CA08226-E982 | 75 | Small parts | Label | ['WST'] | KABE | 0 | Material
FUJ:Z9CA92111-6557 | 10602536395 | FUJ:Z9CA92111-6557 |  | FUJ:Z9CA92111-6557 | TAG-E DX SSD 2.5 1.92TB CA08226-E985 | 75 | Small parts | Label | ['WST'] | KABE | 0 | Material
FUJ:Z9CA92111-6558 | 10602536397 | FUJ:Z9CA92111-6558 |  | FUJ:Z9CA92111-6558 | TAG-E DX SSD 2.5 3.84TB CA08226-E986 | 75 | Small parts | Label | ['WST'] | KABE | 0 | Material
FUJ:Z9CA92111-6559 | 10602536399 | FUJ:Z9CA92111-6559 |  | FUJ:Z9CA92111-6559 | TAG-E DX SSD 2,5 7.68TB CA08226-E987 | 75 | Small parts | Label | ['WST'] | KABE | 0 | Material
FUJ:Z9CA92111-6561 | 10602536363 | FUJ:Z9CA92111-6561 |  | FUJ:Z9CA92111-6561 | TAG-E DX SSD 2.5 960GB CA08226-E958 | 75 | Small parts | Label | ['WST'] | KABE | 0 | Material
FUJ:Z9CA92111-6568 | 10602536444 | FUJ:Z9CA92111-6568 |  | FUJ:Z9CA92111-6568 | TAG-E DX HD 2,5 600GB 10K CA08226-E605 | 50 | Small parts | Label | ['WST'] | KABE | 0 | Material
FUJ:Z9CA92111-6570 | 10602536361 | FUJ:Z9CA92111-6570 |  | FUJ:Z9CA92111-6570 | TAG-E DX HD 2,5 1.2TB 10K CA08226-E607 | 50 | Small parts | Label | ['WST'] | KABE | 0 | Material
FUJ:Z9CA92111-6578 | 10602536396 | FUJ:Z9CA92111-6578 |  | FUJ:Z9CA92111-6578 | TAG-E DX SSD 2.5 1.92TB CA08226-E635 | 80 | Small parts | Label | ['WST'] | KABE | 0 | Material
FUJ:Z9CA92111-6579 | 10602536398 | FUJ:Z9CA92111-6579 |  | FUJ:Z9CA92111-6579 | TAG-E DX SSD 2.5 3.84TB CA08226-E636 | 80 | Small parts | Label | ['WST'] | KABE | 0 | Material
FUJ:Z9CA92111-6580 | 10602536400 | FUJ:Z9CA92111-6580 |  | FUJ:Z9CA92111-6580 | TAG-E DX SSD 2,5 7.68TB CA08226-E637 | 80 | Small parts | Label | ['WST'] | KABE | 0 | Material
FUJ:Z9CA92111-6581 | 10602536401 | FUJ:Z9CA92111-6581 |  | FUJ:Z9CA92111-6581 | TAG-E DX SSD 2,5 15.36TB CA08226-E638 | 80 | Small parts | Label | ['WST'] | KABE | 0 | Material
FUJ:Z9CA92111-6582 | 10602536402 | FUJ:Z9CA92111-6582 |  | FUJ:Z9CA92111-6582 | TAG-E DX SSD 2.5 30.72TB CA08226-E639 | 80 | Small parts | Label | ['WST'] | KABE | 0 | Material
FUJ:Z9CA92111-6583 | 10602709576 | FUJ:Z9CA92111-6583 |  | FUJ:Z9CA92111-6583 | TAG-E DX FIPS SSD2.5 3.84TB CA08226-E626 | 75 | Small parts | Label | ['WST'] | KABE | 0 | Material
FUJ:Z9CA92111-6584 | 10602709577 | FUJ:Z9CA92111-6584 |  | FUJ:Z9CA92111-6584 | TAG-E DX FIPS SSD2.5 7.68TB CA08226-E627 | 75 | Small parts | Label | ['WST'] | KABE | 0 | Material
FUJ:Z9CA92111-6585 | 10602709578 | FUJ:Z9CA92111-6585 |  | FUJ:Z9CA92111-6585 | TAG-E DX FIPS 2.5 1.2TB 10K CA08226-E647 | 50 | Small parts | Label | ['WST'] | KABE | 0 | Material
FUJ:Z9CA92111-6591 | 10602622144 | FUJ:Z9CA92111-6591 |  | FUJ:Z9CA92111-6591 | TAG-E DX SSD 2.5 1.92TB CA08226-E655 | 80 | Small parts | Label | ['WST'] | KABE | 0 | Material
FUJ:Z9CA92111-6610 | 10602709575 | FUJ:Z9CA92111-6610 |  | FUJ:Z9CA92111-6610 | TAG-E DX FIPS SSD2.5 1.92TB CA08226-E625 | 75 | Small parts | Label | ['WST'] | KABE | 0 | Material
FUJ:Z9CA92111-6613 | 10602836046 | FUJ:Z9CA92111-6613 |  | FUJ:Z9CA92111-6613 | TAG-E DX SSD 2.5 1.92TB CA08226-E725 | 50 | Small parts | Label | ['WST'] | KABE | 0 | Material
FUJ:Z9CA92111-6614 | 10602836048 | FUJ:Z9CA92111-6614 |  |  | TAG-E DX SSD 2.5 3.84TB CA08226-E726 | 50 | Small parts | Label | ['WST'] | KABE | 0 | Material
FUJ:Z9CA92111-6615 | 10602836050 | FUJ:Z9CA92111-6615 |  | FUJ:Z9CA92111-6615 | TAG-E DX SSD 2.5 7.68TB CA08226-E727 | 50 | Small parts | Label | ['WST'] | KABE | 0 | Material
FUJ:Z9CA92111-6616 | 10602836051 | FUJ:Z9CA92111-6616 |  | FUJ:Z9CA92111-6616 | TAG-E DX SSD 2.5 15.36TB CA08226-E728 | 50 | Small parts | Label | ['WST'] | KABE | 0 | Material
FUJ:Z9CA92111-6617 | 10602836052 | FUJ:Z9CA92111-6617 |  | FUJ:Z9CA92111-6617 | TAG-E DX SSD 2.5 30.72TB CA08226-E729 | 50 | Small parts | Label | ['WST'] | KABE | 0 | Material
FUJ:Z9CA92111-6619 | 10602836044 | FUJ:Z9CA92111-6619 |  | FUJ:Z9CA92111-6619 | TAG-E DX SSD 2.5 960GB CA08226-E734 | 50 | Small parts | Label | ['WST'] | KABE | 0 | Material
FUJ:Z9CA92111-6907 | 10602709489 | FUJ:Z9CA92111-6907 |  | FUJ:Z9CA92111-6907 | TAG-E DX HD 2,5 1.8TB 10K CA08226-E608 | 50 | Small parts | Label | ['WST'] | KABE | 0 | Material
FUJ:Z9CA92111-6908 | 10602709490 | FUJ:Z9CA92111-6908 |  | FUJ:Z9CA92111-6908 | TAG-E DX HD 2,5 2.4TB 10K CA08226-E609 | 50 | Small parts | Label | ['WST'] | KABE | 0 | Material
FUJ:Z9CA92112-2002 | 10602981234 | FUJ:Z9CA92112-2002 |  | FUJ:Z9CA92112-2002 | TAG-E DX SSD 3.5 800GB CA08226-E322 | 50 | Small parts | Label | ['WST'] | KABE | 0 | Material
FUJ:Z9CA92112-2005 | 10602981237 | FUJ:Z9CA92112-2005 |  | FUJ:Z9CA92112-2005 | TAG-E DX SSD 3.5 960GB CA08226-E324 | 50 | Small parts | Label | ['WST'] | KABE | 0 | Material
FUJ:Z9CA92112-2006 | 10602981238 | FUJ:Z9CA92112-2006 |  | FUJ:Z9CA92112-2006 | TAG-E DX SSD 3.5 1.92TB CA08226-E325 | 50 | Small parts | Label | ['WST'] | KABE | 0 | Material
FUJ:Z9CA92112-2007 | 10602981239 | FUJ:Z9CA92112-2007 |  | FUJ:Z9CA92112-2007 | TAG-E DX SSD 3.5 3.84TB CA08226-E326 | 50 | Small parts | Label | ['WST'] | KABE | 0 | Material
FUJ:Z9CA92112-2014 | 10602981253 | FUJ:Z9CA92112-2014 |  | FUJ:Z9CA92112-2014 | TAG-E DX SSD 3.5 1.92T FIPS CA08226-E335 | 50 | Small parts | Label | ['WST'] | KABE | 0 | Material
FUJ:Z9CA92112-2015 | 10602981252 | FUJ:Z9CA92112-2015 |  | FUJ:Z9CA92112-2015 | TAG-E DX SSD 3.5 3.84T FIPS CA08226-E336 | 50 | Small parts | Label | ['WST'] | KABE | 0 | Material
FUJ:Z9CA92112-2017 | 10602981263 | FUJ:Z9CA92112-2017 |  | FUJ:Z9CA92112-2017 | TAG-E DX SSD 3.5 800GB CA08261-E002 | 50 | Small parts | Label | ['WST'] | KABE | 0 | Material
FUJ:Z9CA92112-2019 | 10602981265 | FUJ:Z9CA92112-2019 |  | FUJ:Z9CA92112-2019 | TAG-E DX SSD 3.5 960GB CA08261-E004 | 50 | Small parts | Label | ['WST'] | KABE | 0 | Material
FUJ:Z9CA92112-2020 | 10602981266 | FUJ:Z9CA92112-2020 |  | FUJ:Z9CA92112-2020 | TAG-E DX SSD 3.5 1.92TB CA08261-E005 | 50 | Small parts | Label | ['WST'] | KABE | 0 | Material
FUJ:Z9CA92112-2021 | 10602981267 | FUJ:Z9CA92112-2021 |  | FUJ:Z9CA92112-2021 | TAG-E DX SSD 3.5 3.84TB CA08261-E006 | 50 | Small parts | Label | ['WST'] | KABE | 0 | Material
FUJ:Z9CA92112-2025 | 10602981277 | FUJ:Z9CA92112-2025 |  | FUJ:Z9CA92112-2025 | TAG-E DX SSD 3.5 1.92T FIPS CA08261-E015 | 50 | Small parts | Label | ['WST'] | KABE | 0 | Material
FUJ:Z9CA92112-2026 | 10602981278 | FUJ:Z9CA92112-2026 |  | FUJ:Z9CA92112-2026 | TAG-E DX SSD 3.5 3.84T FIPS CA08261-E016 | 50 | Small parts | Label | ['WST'] | KABE | 0 | Material
FUJ:Z9CA92112-2029 | 10603205383 | FUJ:Z9CA92112-2029 |  | FUJ:Z9CA92112-2029 | TAG-E DX HD 3.5 4TB 7K2CA08261-E034 | 50 | Small parts | Label | ['WST'] | KABE | 0 | Material
FUJ:Z9CA92112-2032 | 10603205507 | FUJ:Z9CA92112-2032 |  | FUJ:Z9CA92112-2032 | TAG-E DX HD HDDE 4TB 7K2CA08261-E414 | 50 | Small parts | Label | ['WST'] | KABE | 0 | Material
FUJ:Z9CA92112-2033 | 10603205510 | FUJ:Z9CA92112-2033 |  | FUJ:Z9CA92112-2033 | TAG-E DX HD 3.5 4TB FIPS 7K2CA08261-E038 | 50 | Small parts | Label | ['WST'] | KABE | 0 | Material
FUJ:Z9CA92112-2034 | 10603205512 | FUJ:Z9CA92112-2034 |  | FUJ:Z9CA92112-2034 | TAG-E DX HD HDDE 4T FIPS 7K2CA08261-E418 | 50 | Small parts | Label | ['WST'] | KABE | 0 | Material
FUJ:Z9CA92112-2037 | 10603350636 | FUJ:Z9CA92112-2037 |  | FUJ:Z9CA92112-2037 | TAG-E DX SSD 3.5 960GB CA08261-E054 | 50 | Small parts | Label | ['WST'] | KABE | 0 | Material
FUJ:Z9CA92112-2038 | 10603350634 | FUJ:Z9CA92112-2038 |  | FUJ:Z9CA92112-2038 | TAG-E DX SSD 3.5 1.92TB CA08261-E045 | 50 | Small parts | Label | ['WST'] | KABE | 0 | Material
FUJ:Z9CA92112-2039 | 10603350602 | FUJ:Z9CA92112-2039 |  | FUJ:Z9CA92112-2039 | TAG-E DX SSD 3.5 3.84TB CA08261-E046 | 50 | Small parts | Label | ['WST'] | KABE | 0 | Material
FUJ:Z9CA92112-2041 | 10603350644 | FUJ:Z9CA92112-2041 |  | FUJ:Z9CA92112-2041 | TAG-E DX SSD 3.5 800GB CA08261-E062 | 50 | Small parts | Label | ['WST'] | KABE | 0 | Material
FUJ:Z9CA92112-2054 | 10603350651 | FUJ:Z9CA92112-2054 |  | FUJ:Z9CA92112-2054 | TAG-E DX SSD 3.5 1.92T FIPS CA08261-E075 | 50 | Small parts | Label | ['WST'] | KABE | 0 | Material
FUJ:Z9CA92112-2055 | 10603350649 | FUJ:Z9CA92112-2055 |  | FUJ:Z9CA92112-2055 | TAG-E DX SSD 3.5 3.84T FIPS CA08261-E076 | 50 | Small parts | Label | ['WST'] | KABE | 0 | Material
FUJ:Z9CA92112-2057 | 10603350664 | FUJ:Z9CA92112-2057 |  | FUJ:Z9CA92112-2057 | TAG-E DX SSD 3.5 800GB CA08261-E082 | 50 | Small parts | Label | ['WST'] | KABE | 0 | Material
FUJ:Z9CA92112-2059 | 10603350672 | FUJ:Z9CA92112-2059 |  | FUJ:Z9CA92112-2059 | TAG-E DX SSD 3.5 1.92T FIPS CA08261-E095 | 50 | Small parts | Label | ['WST'] | KABE | 0 | Material
FUJ:Z9CA92112-2060 | 10603350670 | FUJ:Z9CA92112-2060 |  | FUJ:Z9CA92112-2060 | TAG-E DX SSD 3.5 3.84T FIPS CA08261-E096 | 50 | Small parts | Label | ['WST'] | KABE | 0 | Material
FUJ:Z9CA92112-2301 | 10602981279 | FUJ:Z9CA92112-2301 |  | FUJ:Z9CA92112-2301 | TAG-E DX HD 3.5 18TB 7K2CA08226-E311 | 50 | Small parts | Label | ['WST'] | KABE | 0 | Material
FUJ:Z9CA92112-2302 | 10602981280 | FUJ:Z9CA92112-2302 |  | FUJ:Z9CA92112-2302 | TAG-E DX HD HDDE 18TB 7K2CA08226-E591 | 50 | Small parts | Label | ['WST'] | KABE | 0 | Material
FUJ:Z9CA92112-2303 | 10603177706 | FUJ:Z9CA92112-2303 |  | FUJ:Z9CA92112-2303 | TAG-E DX HD 3.5 10TB 7K2CA08261-E027 | 50 | Small parts | Label | ['WST'] | KABE | 0 | Material
FUJ:Z9CA92112-2304 | 10603177707 | FUJ:Z9CA92112-2304 |  | FUJ:Z9CA92112-2304 | TAG-E DX HD 3.5 12TB 7K2CA08261-E028 | 50 | Small parts | Label | ['WST'] | KABE | 0 | Material
FUJ:Z9CA92112-2305 | 10603177708 | FUJ:Z9CA92112-2305 |  | FUJ:Z9CA92112-2305 | TAG-E DX HD 3.5 14TB 7K2CA08261-E029 | 50 | Small parts | Label | ['WST'] | KABE | 0 | Material
FUJ:Z9CA92112-2306 | 10603177709 | FUJ:Z9CA92112-2306 |  | FUJ:Z9CA92112-2306 | TAG-E DX HD 3.5 16TB 7K2CA08261-E020 | 50 | Small parts | Label | ['WST'] | KABE | 0 | Material
FUJ:Z9CA92112-2309 | 10603177712 | FUJ:Z9CA92112-2309 |  | FUJ:Z9CA92112-2309 | TAG-E DX HD HDDE 12TB 7K2CA08261-E408 | 50 | Small parts | Label | ['WST'] | KABE | 0 | Material
FUJ:Z9CA92112-2310 | 10603177713 | FUJ:Z9CA92112-2310 |  | FUJ:Z9CA92112-2310 | TAG-E DX HD HDDE 14TB 7K2CA08261-E409 | 50 | Small parts | Label | ['WST'] | KABE | 0 | Material
FUJ:Z9CA92112-2311 | 10603177744 | FUJ:Z9CA92112-2311 |  | FUJ:Z9CA92112-2311 | TAG-E DX HD HDDE 16TB 7K2CA08261-E400 | 50 | Small parts | Label | ['WST'] | KABE | 0 | Material
FUJ:Z9CA92112-2313 | 10603177746 | FUJ:Z9CA92112-2313 |  | FUJ:Z9CA92112-2313 | TAG-E DX HD 3.5 12T FIPS 7K2CA08261-E025 | 50 | Small parts | Label | ['WST'] | KABE | 0 | Material
FUJ:Z9CA92112-2314 | 10603177747 | FUJ:Z9CA92112-2314 |  | FUJ:Z9CA92112-2314 | TAG-E DX HD 3.5 16T FIPS 7K2CA08261-E026 | 50 | Small parts | Label | ['WST'] | KABE | 0 | Material
FUJ:Z9CA92112-2315 | 10603177748 | FUJ:Z9CA92112-2315 |  | FUJ:Z9CA92112-2315 | TAG-E DX HDHDDE 12T FIPS 7K2CA08261-E405 | 50 | Small parts | Label | ['WST'] | KABE | 0 | Material
FUJ:Z9CA92112-2316 | 10603177749 | FUJ:Z9CA92112-2316 |  | FUJ:Z9CA92112-2316 | TAG-E DX HDHDDE 16T FIPS 7K2CA08261-E406 | 50 | Small parts | Label | ['WST'] | KABE | 0 | Material
FUJ:Z9CA92112-2317 | 10603205504 | FUJ:Z9CA92112-2317 |  | FUJ:Z9CA92112-2317 | TAG-E DX HD 3.5 6TB 7K2CA08261-E035 | 50 | Small parts | Label | ['WST'] | KABE | 0 | Material
FUJ:Z9CA92112-2318 | 10603205505 | FUJ:Z9CA92112-2318 |  | FUJ:Z9CA92112-2318 | TAG-E DX HD 3.5 8TB 7K2CA08261-E036 | 50 | Small parts | Label | ['WST'] | KABE | 0 | Material
FUJ:Z9CA92112-2320 | 10603205509 | FUJ:Z9CA92112-2320 |  | FUJ:Z9CA92112-2320 | TAG-E DX HD HDDE 8TB 7K2CA08261-E416 | 50 | Small parts | Label | ['WST'] | KABE | 0 | Material
FUJ:Z9CA92112-2321 | 10603205511 | FUJ:Z9CA92112-2321 |  | FUJ:Z9CA92112-2321 | TAG-E DX HD 3.5 8TB FIPS 7K2CA08261-E039 | 50 | Small parts | Label | ['WST'] | KABE | 0 | Material
FUJ:Z9CA92112-2322 | 10603205513 | FUJ:Z9CA92112-2322 |  | FUJ:Z9CA92112-2322 | TAG-E DX HD HDDE 8T FIPS 7K2CA08261-E419 | 50 | Small parts | Label | ['WST'] | KABE | 0 | Material
FUJ:Z9CA92112-2502 | 10602981225 | FUJ:Z9CA92112-2502 |  | FUJ:Z9CA92112-2502 | TAG-E DX SSD 2.5 800GB CA08226-E802 | 50 | Small parts | Label | ['WST'] | KABE | 0 | Material
FUJ:Z9CA92112-2504 | 10602981228 | FUJ:Z9CA92112-2504 |  | FUJ:Z9CA92112-2504 | TAG-E DX SSD 2.5 960GB CA08226-E804 | 50 | Small parts | Label | ['WST'] | KABE | 0 | Material
FUJ:Z9CA92112-2505 | 10602981229 | FUJ:Z9CA92112-2505 |  | FUJ:Z9CA92112-2505 | TAG-E DX SSD 2.5 1.92TB CA08226-E805 | 50 | Small parts | Label | ['WST'] | KABE | 0 | Material
FUJ:Z9CA92112-2506 | 10602981230 | FUJ:Z9CA92112-2506 |  | FUJ:Z9CA92112-2506 | TAG-E DX SSD 2.5 3.84TB CA08226-E806 | 50 | Small parts | Label | ['WST'] | KABE | 0 | Material
FUJ:Z9CA92112-2507 | 10602981231 | FUJ:Z9CA92112-2507 |  | FUJ:Z9CA92112-2507 | TAG-E DX SSD 2.5 7.68TB CA08226-E807 | 50 | Small parts | Label | ['WST'] | KABE | 0 | Material
FUJ:Z9CA92112-2508 | 10602981232 | FUJ:Z9CA92112-2508 |  | FUJ:Z9CA92112-2508 | TAG-E DX SSD 2.5 15.36TB CA08226-E808 | 50 | Small parts | Label | ['WST'] | KABE | 0 | Material
FUJ:Z9CA92112-2513 | 10602981246 | FUJ:Z9CA92112-2513 |  | FUJ:Z9CA92112-2513 | TAG-E DX SSD 2.5 1.92T FIPS CA08226-E825 | 50 | Small parts | Label | ['WST'] | KABE | 0 | Material
FUJ:Z9CA92112-2514 | 10602981247 | FUJ:Z9CA92112-2514 |  | FUJ:Z9CA92112-2514 | TAG-E DX SSD 2.5 3.84T FIPS CA08226-E826 | 50 | Small parts | Label | ['WST'] | KABE | 0 | Material
FUJ:Z9CA92112-2515 | 10602981248 | FUJ:Z9CA92112-2515 |  | FUJ:Z9CA92112-2515 | TAG-E DX SSD 2.5 7.68T FIPS CA08226-E827 | 50 | Small parts | Label | ['WST'] | KABE | 0 | Material
FUJ:Z9CA92112-2518 | 10602981256 | FUJ:Z9CA92112-2518 |  | FUJ:Z9CA92112-2518 | TAG-E DX SSD 2.5 800GB CA08261-E602 | 50 | Small parts | Label | ['WST'] | KABE | 0 | Material
FUJ:Z9CA92112-2520 | 10602981258 | FUJ:Z9CA92112-2520 |  | FUJ:Z9CA92112-2520 | TAG-E DX SSD 2.5 960GB CA08261-E604 | 50 | Small parts | Label | ['WST'] | KABE | 0 | Material
FUJ:Z9CA92112-2521 | 10602981259 | FUJ:Z9CA92112-2521 |  | FUJ:Z9CA92112-2521 | TAG-E DX SSD 2.5 1.92TB CA08261-E605 | 50 | Small parts | Label | ['WST'] | KABE | 0 | Material
FUJ:Z9CA92112-2522 | 10602981260 | FUJ:Z9CA92112-2522 |  | FUJ:Z9CA92112-2522 | TAG-E DX SSD 2.5 3.84TB CA08261-E606 | 50 | Small parts | Label | ['WST'] | KABE | 0 | Material
FUJ:Z9CA92112-2523 | 10602981261 | FUJ:Z9CA92112-2523 |  | FUJ:Z9CA92112-2523 | TAG-E DX SSD 2.5 7.68TB CA08261-E607 | 50 | Small parts | Label | ['WST'] | KABE | 0 | Material
FUJ:Z9CA92112-2527 | 10602981271 | FUJ:Z9CA92112-2527 |  | FUJ:Z9CA92112-2527 | TAG-E DX SSD 2.5 1.92T FIPS CA08261-E615 | 50 | Small parts | Label | ['WST'] | KABE | 0 | Material
FUJ:Z9CA92112-2528 | 10602981272 | FUJ:Z9CA92112-2528 |  | FUJ:Z9CA92112-2528 | TAG-E DX SSD 2.5 3.84T FIPS CA08261-E616 | 50 | Small parts | Label | ['WST'] | KABE | 0 | Material
FUJ:Z9CA92112-2529 | 10602981273 | FUJ:Z9CA92112-2529 |  | FUJ:Z9CA92112-2529 | TAG-E DX SSD 2.5 7.68T FIPS CA08261-E617 | 50 | Small parts | Label | ['WST'] | KABE | 0 | Material
FUJ:Z9CA92112-2530 | 10603298249 | FUJ:Z9CA92112-2530 |  | FUJ:Z9CA92112-2530 | TAG-E DXSSD 2.5 15.36T FIPS CA08226-E828 | 50 | Small parts | Label | ['WST'] | KABE | 0 | Material
FUJ:Z9CA92112-2534 | 10603350635 | FUJ:Z9CA92112-2534 |  | FUJ:Z9CA92112-2534 | TAG-E DX SSD 2.5 960GB CA08261-E634 | 50 | Small parts | Label | ['WST'] | KABE | 0 | Material
FUJ:Z9CA92112-2535 | 10603350603 | FUJ:Z9CA92112-2535 |  | FUJ:Z9CA92112-2535 | TAG-E DX SSD 2.5 1.92TB CA08261-E625 | 50 | Small parts | Label | ['WST'] | KABE | 0 | Material
FUJ:Z9CA92112-2536 | 10603350601 | FUJ:Z9CA92112-2536 |  | FUJ:Z9CA92112-2536 | TAG-E DX SSD 2.5 3.84TB CA08261-E626 | 50 | Small parts | Label | ['WST'] | KABE | 0 | Material
FUJ:Z9CA92112-2537 | 10603350600 | FUJ:Z9CA92112-2537 |  | FUJ:Z9CA92112-2537 | TAG-E DX SSD 2.5 7.68TB CA08261-E627 | 50 | Small parts | Label | ['WST'] | KABE | 0 | Material
FUJ:Z9CA92112-2538 | 10603350599 | FUJ:Z9CA92112-2538 |  | FUJ:Z9CA92112-2538 | TAG-E DX SSD 2.5 15.36TB CA08261-E628 | 50 | Small parts | Label | ['WST'] | KABE | 0 | Material
FUJ:Z9CA92112-2539 | 10603350598 | FUJ:Z9CA92112-2539 |  | FUJ:Z9CA92112-2539 | TAG-E DX SSD 2.5 30.72TB CA08261-E629 | 50 | Small parts | Label | ['WST'] | KABE | 0 | Material
FUJ:Z9CA92112-2542 | 10603350643 | FUJ:Z9CA92112-2542 |  | FUJ:Z9CA92112-2542 | TAG-E DX SSD 2.5 800GB CA08261-E642 | 50 | Small parts | Label | ['WST'] | KABE | 0 | Material
FUJ:Z9CA92112-2553 | 10603350650 | FUJ:Z9CA92112-2553 |  | FUJ:Z9CA92112-2553 | TAG-E DX SSD 2.5 1.92T FIPS CA08261-E655 | 50 | Small parts | Label | ['WST'] | KABE | 0 | Material
FUJ:Z9CA92112-2554 | 10603350648 | FUJ:Z9CA92112-2554 |  | FUJ:Z9CA92112-2554 | TAG-E DX SSD 2.5 3.84T FIPS CA08261-E656 | 50 | Small parts | Label | ['WST'] | KABE | 0 | Material
FUJ:Z9CA92112-2555 | 10603350647 | FUJ:Z9CA92112-2555 |  | FUJ:Z9CA92112-2555 | TAG-E DX SSD 2.5 7.68T FIPS CA08261-E657 | 50 | Small parts | Label | ['WST'] | KABE | 0 | Material
FUJ:Z9CA92112-2558 | 10603350663 | FUJ:Z9CA92112-2558 |  | FUJ:Z9CA92112-2558 | TAG-E DX SSD 2.5 800GB CA08261-E662 | 50 | Small parts | Label | ['WST'] | KABE | 0 | Material
FUJ:Z9CA92112-2559 | 10603350662 | FUJ:Z9CA92112-2559 |  | FUJ:Z9CA92112-2559 | TAG-E DX SSD 2.5 1.92TB CA08261-E665 | 50 | Small parts | Label | ['WST'] | KABE | 0 | Material
FUJ:Z9CA92112-2560 | 10603350661 | FUJ:Z9CA92112-2560 |  | FUJ:Z9CA92112-2560 | TAG-E DX SSD 2.5 15.36TB CA08261-E668 | 50 | Small parts | Label | ['WST'] | KABE | 0 | Material
FUJ:Z9CA92112-2562 | 10603350671 | FUJ:Z9CA92112-2562 |  | FUJ:Z9CA92112-2562 | TAG-E DX SSD 2.5 1.92T FIPS CA08261-E675 | 50 | Small parts | Label | ['WST'] | KABE | 0 | Material
FUJ:Z9CA92112-2563 | 10603350669 | FUJ:Z9CA92112-2563 |  | FUJ:Z9CA92112-2563 | TAG-E DX SSD 2.5 3.84T FIPS CA08261-E676 | 50 | Small parts | Label | ['WST'] | KABE | 0 | Material
FUJ:Z9CA92112-2564 | 10603350668 | FUJ:Z9CA92112-2564 |  | FUJ:Z9CA92112-2564 | TAG-E DX SSD 2.5 7.68T FIPS CA08261-E677 | 50 | Small parts | Label | ['WST'] | KABE | 0 | Material
FUJ:Z9CA92112-2565 | 10603350667 | FUJ:Z9CA92112-2565 |  | FUJ:Z9CA92112-2565 | TAG-E DXSSD 2.5 15.36T FIPS CA08261-E678 | 50 | Small parts | Label | ['WST'] | KABE | 0 | Material
FUJ:Z9CA92112-2566 | 10603356300 | FUJ:Z9CA92112-2566 |  | FUJ:Z9CA92112-2566 | TAG-E DX SSD 2.5 3.84TB CA08261-E666 | 50 | Small parts | Label | ['WST'] | KABE | 0 | Material
FUJ:Z9CA92112-2567 | 10603356301 | FUJ:Z9CA92112-2567 |  | FUJ:Z9CA92112-2567 | TAG-E DX SSD 2.5 7.68TB CA08261-E667 | 50 | Small parts | Label | ['WST'] | KABE | 0 | Material
FUS:F00-001-1T20-CS-0001 |  |  |  |  | PCIE-SSD 1.2TB |  | HDD/SSD | SSD | ['FIT'] |  | 0 | Material
FUS:J00-001-365G-CS-0001 |  |  |  |  | PCIE-SSD 365GB |  | IO card | RAID Controller Card | ['FIT'] |  | 0 | Material
GPU-FRU-A100-80-SXM4-HS |  |  |  |  | NVIDIA A100 SXM4 X1 (air) |  | Others | Others | ['FIT'] |  | 0 | Material
GPU-NVTHGX-A100-SXM4-8 |  |  |  |  | GPU BOARD(AIR COOLED) |  | Others | Others | ['FIT'] |  | 0 | Material
GPU-NVTHGX-A100-SXM4-88 |  |  |  |  | GPU BOARD (AIR COOLED) |  | Others | Others | ['FIT'] |  | 0 | Material
GPU-NVTHGX-A100-SXM4-8LC |  |  |  |  | IA-SERVER FTPO |  | Others | Others | ['FIT'] |  | 0 | Material
H3-25217-00 |  |  |  |  | SAS 6G (SAS 9200-8e) |  | Small parts | SAS Card | ['FIT'] |  | 0 | Material
H3-25503-08 |  |  |  |  | Cougar4 4GB(PRA |  | IO card | RAID Controller Card | ['FIT'] |  | 0 | Material
HEW/DAT160-514B-USB2 |  |  |  |  | 5" DA160(USB) |  | Small parts | Small parts | ['FIT'] |  | 0 | Material
HEW:AQ280J#250 |  |  |  |  | LTO-5 HH SAS6G |  | LTO | LTO | ['FIT'] |  | 0 | Material
HGS:HUC101845CS4204 |  |  |  |  | EOL/HD SAS 12G 450G |  | HDD/SSD | HDD | ['FIT'] |  | 0 | Material
HGS:HUC101890CS4204 | 10601866131 | HGS:HUC101890CS4204 |  |  | HD SAS 12G 900GB 10K SFF 512E | 80 | HDD/SSD | HDD | ['FIT'] | KABE | 0 | Material
HGS:HUH721008AL5204 |  |  |  |  | HDD3.5 SAS 8TB |  | HDD/SSD | HDD | ['FIT'] |  | 0 | Material
HGS:HUH721008ALE604 |  |  |  |  | HD 8TB LFF 7K2 |  | HDD/SSD | HDD | ['FIT'] |  | 0 | Material
HGS:HUH721010AL5204 | 10602111356 | HGS:HUH721010AL5204 |  |  | HD 10TB LFF 7K2 BC-SAS 512E | 80 | HDD/SSD | HDD | ['FIT'] | KABE | 0 | Material
HGS:HUH721010ALE604 | 10602111359 | HGS:HUH721010ALE604 |  |  | HD 10TB LFF 7K2 BC-SATA 512E | 80 | HDD/SSD | HDD | ['FIT'] | KABE | 0 | Material
HGS:HUH721212AL5201 | 10602325406 | HGS:HUH721212AL5201 | HGS:HUH721212AL5201 | HGS:HUH721212AL5201 | HD 12TB LFF 7K2 BC-SAS 512E SED | 50 | HDD/SSD | HDD | ['FIT' 'MW' 'WST'] | KABE | 0 | Material
HGS:HUH721212AL5204 | 10602325405 | HGS:HUH721212AL5204 | HGS:HUH721212AL5204 | HGS:HUH721212AL5204 | HD 12TB LFF 7K2 BC-SAS 512E | 50 | HDD/SSD | HDD | ['FIT' 'MW' 'WST'] | KABE | 0 | Material
HGS:HUH721212ALE604 | 10602325404 | HGS:HUH721212ALE604 | HGS:HUH721212ALE604 | HGS:HUH721212ALE604 | HD 12TB LFF 7K2 BC-SATA 512E | 50 | HDD/SSD | HDD | ['FIT' 'MW' 'WST'] | KABE | 0 | Material
HGS:HUS722T1TALA604 | 10602111360 | HGS:HUS722T1TALA604 | HGS:HUS722T1TALA604 | HGS:HUS722T1TALA604 | HD 1TB LFF 7K2 BC-SATA 512N | 50 | HDD/SSD | HDD | ['FIT' 'MW' 'WST'] | KABE | 0 | Material
HGS:HUS722T2TALA604 | 10602111361 | HGS:HUS722T2TALA604 | HGS:HUS722T2TALA604 | HGS:HUS722T2TALA604 | HD 2TB LFF 7K2 BC-SATA 512N | 50 | HDD/SSD | HDD | ['FIT' 'WST' 'MW'] | KABE | 0 | Material
HGS:HUS726T4TALA6L4 | 10602500496 | HGS:HUS726T4TALA6L4 |  | HGS:HUS726T4TALA6L4 | HD 4TB LFF 7K2 BC-SATA 512N | 50 | HDD/SSD | HDD | ['FIT' 'WST'] | KABE | 0 | Material
HGS:HUS726T4TALS204 | 10602500501 | HGS:HUS726T4TALS204 |  | HGS:HUS726T4TALS204 | HD 4TB LFF 7K2 BC-SAS 512N | 50 | HDD/SSD | HDD | ['WST'] | KABE | 0 | Material
HGS:HUS726T6TAL5204 | 10602500503 | HGS:HUS726T6TAL5204 |  | HGS:HUS726T6TAL5204 | HD 6TB LFF 7K2 BC-SAS 512E | 50 | HDD/SSD | HDD | ['FIT' 'WST'] | KABE | 0 | Material
HGS:HUS726T6TALE6L4 | 10602500497 | HGS:HUS726T6TALE6L4 | HGS:HUS726T6TALE6L4 | HGS:HUS726T6TALE6L4 | HD 6TB LFF 7K2 BC-SATA 512E | 50 | HDD/SSD | HDD | ['FIT' 'MW' 'WST'] | KABE | 0 | Material
HGS:HUS728T8TAL5201 | 10602500537 | HGS:HUS728T8TAL5201 |  | HGS:HUS728T8TAL5201 | HD 8TB LFF 7K2 BC-SAS 512E SED | 50 | HDD/SSD | HDD | ['FIT' 'WST'] | KABE | 0 | Material
HGS:HUS728T8TAL5204 | 10602500535 | HGS:HUS728T8TAL5204 | HGS:HUS728T8TAL5204 | HGS:HUS728T8TAL5204 | HD 8TB LFF 7K2 BC-SAS 512E | 50 | HDD/SSD | HDD | ['FIT' 'MW' 'WST'] | KABE | 0 | Material
HGS:HUS728T8TALE6L4 | 10602500499 | HGS:HUS728T8TALE6L4 | HGS:HUS728T8TALE6L4 | HGS:HUS728T8TALE6L4 | HD 8TB LFF 7K2 BC-SATA 512E | 50 | HDD/SSD | HDD | ['FIT' 'WST' 'MW'] | KABE | 0 | Material
HGS:SDLL1CLR-016T-5CF1 | 10602193388 | HGS:SDLL1CLR-016T-5CF1 |  |  | SSD 1.6TB SFF SAS 12G MLC MU | 50 | HDD/SSD | SSD | ['FIT'] | KABE | 0 | Material
HGS:SDLL1CLR-020T-5CF1 | 10602193392 | HGS:SDLL1CLR-020T-5CF1 |  |  | SSD 1.92TB SFF SAS 12G MLC RI | 50 | HDD/SSD | SSD | ['FIT'] | KABE | 0 | Material
HGS:SDLL1DLR-400G-5CF1 | 10602193386 | HGS:SDLL1DLR-400G-5CF1 |  |  | SSD 400GB SFF SAS 12G MLC MU | 50 | HDD/SSD | SSD | ['FIT'] | KABE | 0 | Material
HGS:SDLL1DLR-480G-5CF1 | 10602193390 | HGS:SDLL1DLR-480G-5CF1 |  |  | SSD 480GB SFF SAS 12G MLC RI | 50 | HDD/SSD | SSD | ['FIT'] | KABE | 0 | Material
HGS:SDLL1DLR-800G-5CF1 | 10602193387 | HGS:SDLL1DLR-800G-5CF1 |  |  | SSD 800GB SFF SAS 12G MLC MU | 50 | HDD/SSD | SSD | ['FIT'] | KABE | 0 | Material
HGS:SDLL1DLR-960G-5CF1 | 10602193391 | HGS:SDLL1DLR-960G-5CF1 |  |  | SSD 960GB SFF SAS 12G MLC RI | 50 | HDD/SSD | SSD | ['FIT'] | KABE | 0 | Material
HGS:SDLL1HLR-076T-5CF1 | 10602193414 | HGS:SDLL1HLR-076T-5CF1 |  |  | SSD 7.68TB SFF SAS 12G MLC RI | 50 | HDD/SSD | SSD | ['FIT'] | KABE | 0 | Material
HGS:SDLL1MLR-032T-5CF1 | 10602193389 | HGS:SDLL1MLR-032T-5CF1 |  |  | SSD 3.2TB SFF SAS 12G MLC MU | 50 | HDD/SSD | SSD | ['FIT'] | KABE | 0 | Material
HGS:SDLL1MLR-038T-5CF1 | 10602193393 | HGS:SDLL1MLR-038T-5CF1 |  | HGS:SDLL1MLR-038T-5CF1 | SSD 3.84TB SFF SAS 12G MLC RI | 50 | HDD/SSD | SSD | ['FIT' 'WST'] | KABE | 0 | Material
HGS:WUSTR1515ASS204 | 10602489725 | HGS:WUSTR1515ASS204 |  |  | SSD SAS3 RI 15.36TB SFF | 80 | HDD/SSD | SSD | ['FIT'] | KABE | 0 | Material
HGS:WUSTR1519ASS204 | 10602489702 | HGS:WUSTR1519ASS204 |  |  | SSD SAS3 RI 1.92TB SFF | 50 | HDD/SSD | SSD | ['FIT'] | KABE | 0 | Material
HGS:WUSTR1538ASS204 | 10602489703 | HGS:WUSTR1538ASS204 | HGS:WUSTR1538ASS204 | HGS:WUSTR1538ASS204 | SSD SAS3 RI 3.84TB SFF | 50 | HDD/SSD | SSD | ['FIT' 'MW' 'WST'] | KABE | 0 | Material
HGS:WUSTR1548ASS204 | 10602489700 | HGS:WUSTR1548ASS204 |  |  | SSD SAS3 RI 480GB SFF | 50 | HDD/SSD | SSD | ['FIT'] | KABE | 0 | Material
HGS:WUSTR1576ASS204 | 10602489724 | HGS:WUSTR1576ASS204 |  | HGS:WUSTR1576ASS204 | SSD SAS3 RI 7.68TB SFF | 50 | HDD/SSD | SSD | ['FIT' 'WST'] | KABE | 0 | Material
HGS:WUSTR1596ASS204 | 10602489701 | HGS:WUSTR1596ASS204 |  | HGS:WUSTR1596ASS204 | SSD SAS3 RI 960GB SFF | 50 | HDD/SSD | SSD | ['FIT' 'WST'] | KABE | 0 | Material
HGS:WUSTR6416ASS204 | 10602489697 | HGS:WUSTR6416ASS204 | HGS:WUSTR6416ASS204 | HGS:WUSTR6416ASS204 | SSD SAS3 MU 1.6TB SFF | 50 | HDD/SSD | SSD | ['FIT' 'MW' 'WST'] | KABE | 0 | Material
HGS:WUSTR6432ASS204 | 10602489698 | HGS:WUSTR6432ASS204 | HGS:WUSTR6432ASS204 | HGS:WUSTR6432ASS204 | SSD SAS3 MU 3.2TB SFF | 50 | HDD/SSD | SSD | ['FIT' 'MW' 'WST'] | KABE | 0 | Material
HGS:WUSTR6440ASS204 | 10602489695 | HGS:WUSTR6440ASS204 |  |  | SSD SAS3 MU 400GB SFF | 50 | HDD/SSD | SSD | ['FIT'] | KABE | 0 | Material
HGS:WUSTR6464ASS204 | 10602489699 | HGS:WUSTR6464ASS204 |  |  | SSD SAS3 MU 6.4TB SFF | 50 | HDD/SSD | SSD | ['FIT'] | KABE | 0 | Material
HGS:WUSTR6480ASS204 | 10602489696 | HGS:WUSTR6480ASS204 | HGS:WUSTR6480ASS204 | HGS:WUSTR6480ASS204 | SSD SAS3 MU 800GB SFF | 50 | HDD/SSD | SSD | ['FIT' 'MW' 'WST'] | KABE | 0 | Material
HIT:BU40N-BL-SV | 10602509393 | HIT:BU40N-BL-SV | HIT:BU40N-BL-SV | HIT:BU40N-BL-SV | BD UHD XL WRITE SL 9.5 | 50 | ODD | ODD | ['FIT' 'MW' 'WST'] | KABE | 0 | Material
HIT:DH60N-BL-SV | 10602509556 | HIT:DH60N-BL-SV |  | HIT:DH60N-BL-SV | SATA DVD-ROM HH | 50 | ODD | ODD | ['FIT' 'WST'] | KABE | 0 | Material
HIT:DH70N-BL-SV | 10603156031 | HIT:DH70N-BL-SV | HIT:DH70N-BL-SV | HIT:DH70N-BL-SV | SATA DVD-ROM HH | 50 | ODD | ODD | ['FIT' 'MW' 'WST'] | KABE | 0 | Material
HIT:DTC0N-FJ |  |  |  |  | DVD-ROM DTC0N |  | Small parts | Small parts | ['FIT'] |  | 0 | Material
HIT:DUD0N-BL-SV | 10602509554 | HIT:DUD0N-BL-SV |  | HIT:DUD0N-BL-SV | DVD-ROM SL 9.5 | 50 | ODD | ODD | ['WST'] | KABE | 0 | Material
HIT:DUD1N-BL-SV | 10603156030 | HIT:DUD1N-BL-SV | HIT:DUD1N-BL-SV | HIT:DUD1N-BL-SV | DVD-ROM SL 9.5 | 50 | ODD | ODD | ['FIT' 'MW' 'WST'] | KABE | 0 | Material
HIT:GHC0N-BL-SV | 10602509557 | HIT:GHC0N-BL-SV | HIT:GHC0N-BL-SV | HIT:GHC0N-BL-SV | SATA DVD SM HH | 50 | ODD | ODD | ['FIT' 'MW' 'WST'] | KABE | 0 | Material
HIT:GTC0N-BL-SV |  |  |  |  | SATA DVD SM SL |  | Small parts | ODD | ['FIT'] |  | 0 | Material
HIT:GUD0N-BL-SV | 10602509555 | HIT:GUD0N-BL-SV | HIT:GUD0N-BL-SV | HIT:GUD0N-BL-SV | DVD SM SL TRAY 9.5 | 50 | ODD | ODD | ['FIT' 'MW' 'WST'] | KABE | 0 | Material
HIT:GUD1N-BL-SV | 10603156029 | HIT:GUD1N-BL-SV | HIT:GUD1N-BL-SV | HIT:GUD1N-BL-SV | DVD SM SL TRAY 9.5 | 50 | ODD | ODD | ['FIT' 'MW' 'WST'] | KABE | 0 | Material
HIT:HTE541010A9E680-6GAF |  |  |  |  | 1TB BLADEHDD 5, |  | HDD/SSD | HDD | ['FIT'] |  | 0 | Material
HMA41GR7BJR4N-VK |  |  |  |  | DDR4RG8G426R1 |  | DIMM | DDR4 | ['FIT'] |  | 0 | Material
HMA41GR7BJR8N-VK |  |  |  |  | DDR2-SODIMM |  | DIMM | DDR2 | ['FIT'] |  | 0 | Material
HMA41GR7MFR8N-TF |  |  |  |  | DDR4RG8GB21R2 |  | DIMM | DDR4 | ['FIT'] |  | 0 | Material
HMA42GR7BJR4N-VK |  |  |  |  | DDR4RG16GB24R2 |  | DIMM | DDR4 | ['FIT'] |  | 0 | Material
HMA81GR7CJR8N-WM | 2012900127 |  |  | HMA81GR7CJR8N-WM | DDR4RG8GB2933R1 |  | DIMM | DDR4 | ['FIT' 'WST'] |  | 0 | Material
HMA81GR7CJR8N-XN |  |  |  |  | DDR4R8G32R1 |  | DIMM | DDR4 | ['FIT'] |  | 0 | Material
HMA81GU7AFR8N-UH | 2012900206 |  |  | HMA81GU7AFR8N-UH | DDR4EC8GB2666 |  | DIMM | DDR4 | ['FIT' 'WST'] |  | 0 | Material
HMA81GU7DJR8N-WM | 2012900210 |  | HMA81GU7DJR8N-WM | HMA81GU7DJR8N-WM | DDR4EC8GB2666 |  | DIMM | DDR4 | ['FIT' 'MW' 'WST'] |  | 0 | Material
HMA81GU7DJR8N-XN | 2013197418 |  | HMA81GU7DJR8N-XN |  | DDR4EC8G32R1 |  | DIMM | DDR4 | ['FIT' 'MW'] |  | 0 | Material
HMA82GR7AFR4N-UH |  |  |  |  | DDR4-2400-DIMM.16GB.2R |  | DIMM | DDR4 | ['FIT'] |  | 0 | Material
HMA82GR7AFR8N-UH |  |  |  |  | DDR2-SODIMM |  | DIMM | DDR2 | ['FIT'] |  | 0 | Material
HMA82GR7CJR4N-VK | 2012942853 |  |  | HMA82GR7CJR4N-VK | DDR4RG16GB26R1_L |  | DIMM | DDR4 | ['FIT' 'WST'] |  | 0 | Material
HMA82GR7CJR8N-VK |  |  |  |  | DDR4RG16GB26R2_L |  | DIMM | DDR4 | ['FIT'] |  | 0 | Material
HMA82GR7CJR8N-WM | 2012900130 |  |  | HMA82GR7CJR8N-WM | DDR4RG16GB29R2 |  | DIMM | DDR4 | ['FIT' 'WST'] |  | 0 | Material
HMA82GR7DJR4N-WM | 2012900176 |  | HMA82GR7DJR4N-WM | HMA82GR7DJR4N-WM | DDR4RG16GB29R1 |  | DIMM | DDR4 | ['FIT' 'MW' 'WST'] |  | 0 | Material
HMA82GR7DJR8N-XN | 2012912970 |  |  | HMA82GR7DJR8N-XN | DDR4R16G32R2 |  | DIMM | DDR4 | ['FIT' 'MW' 'WST'] |  | 0 | Material
HMA82GU7CJR8N-VK | 2012900217 |  |  | HMA82GU7CJR8N-VK | DDR4EC16GB2666 |  | DIMM | DDR4 | ['WST'] |  | 0 | Material
HMA82GU7DJR8N-WM | 2013354679 |  | HMA82GU7DJR8N-WM | HMA82GU7DJR8N-WM | DDR4EC16GB2933 |  | DIMM | DDR4 | ['FIT' 'MW' 'WST'] |  | 0 | Material
HMA82GU7MFR8N-TF |  |  |  |  | DDR4EC16GB2133 |  | DIMM | DDR4 | ['FIT'] |  | 0 | Material
HMA84GL7AMR4N-UH |  |  |  |  | DDR4LR_32G4_24R |  | DIMM | DDR4 | ['FIT'] |  | 0 | Material
HMA84GR7CJR4N-WM | 2012900180 |  |  | HMA84GR7CJR4N-WM | DDR4RG32GB29R2 |  | DIMM | DDR4 | ['FIT' 'MW' 'WST'] |  | 0 | Material
HMA84GR7DJR4N-WM | 2012900181 |  | HMA84GR7DJR4N-WM | HMA84GR7DJR4N-WM | DDR4RG32GB29R2 |  | DIMM | DDR4 | ['FIT' 'MW' 'WST'] |  | 0 | Material
HMA84GR7DJR4N-XN | 2012913066 |  |  | HMA84GR7DJR4N-XN | DDR4R32G32R2 |  | DIMM | DDR4 | ['FIT' 'MW' 'WST'] |  | 0 | Material
HMAA2GU7CJR8N-XN | 2013197420 |  | HMAA2GU7CJR8N-XN | HMAA2GU7CJR8N-XN | DDR4EC16G32R1 |  | DIMM | DDR4 | ['FIT' 'MW' 'WST'] |  | 0 | Material
HMAA4GR7AJR4N-XN | 2013028026 |  |  | HMAA4GR7AJR4N-XN | DDR4R32G32R1 |  | DIMM | DDR4 | ['FIT' 'WST'] |  | 0 | Material
HMAA8GL7CPR4N-WM | 2012900191 |  | HMAA8GL7CPR4N-WM | HMAA8GL7CPR4N-WM | DDR4LR_64GB_29R4 |  | DIMM | DDR4 | ['FIT' 'MW' 'WST'] |  | 0 | Material
HMAA8GR7A2R4N-VN |  |  |  |  | DDR4RG64GB26_3DS_L |  | DIMM | DDR4 | ['FIT'] |  | 0 | Material
HMAA8GR7AJR4N-WM | 2012900187 |  | HMAA8GR7AJR4N-WM | HMAA8GR7AJR4N-WM | DDR4RG64GB29R2 |  | DIMM | DDR4 | ['FIT' 'MW' 'WST'] |  | 0 | Material
HMAA8GR7AJR4N-XN | 2012913069 |  |  | HMAA8GR7AJR4N-XN | DDR4R64G32R2 |  | DIMM | DDR4 | ['FIT' 'MW' 'WST'] |  | 0 | Material
HMAA8GR7CJR4N-XN | 2013549307 |  | HMAA8GR7CJR4N-XN | HMAA8GR7CJR4N-XN | DDR4R64GB32R4 |  | DIMM | DDR4 | ['FIT' 'MW' 'WST'] |  | 0 | Material
HMABAGL7ABR4N-XN | 2012913076 |  |  | HMABAGL7ABR4N-XN | DDR4LR128G32R4 |  | DIMM | DDR4 | ['WST'] |  | 0 | Material
HMABAGL7M4R4N-UL |  |  |  |  | DDR4LR_128GB_24R |  | DIMM | DDR4 | ['FIT'] |  | 0 | Material
HMABAGR7A2R4N-XS | 2012913072 |  |  | HMABAGR7A2R4N-XS | DDR4R128G32R43D |  | DIMM | DDR4 | ['FIT' 'MW' 'WST'] |  | 0 | Material
HMAG74EXNRAXXXN | 2013565892 |  | HMAG74EXNRAXXXN |  | DDR4R16GB32R4 |  | DIMM | DDR4 | ['FIT' 'MW'] |  | 0 | Material
HMAG78EXNRAXXXN | 2013549304 |  | HMAG78EXNRAXXXN | HMAG78EXNRAXXXN | DDR4R16G32R2 |  | DIMM | DDR4 | ['WST' 'MW'] |  | 0 | Material
HMAG84EXNRAXXXN | 2013549306 |  | HMAG84EXNRAXXXN | HMAG84EXNRAXXXN | DDR4R32G32R2 |  | DIMM | DDR4 | ['FIT' 'MW' 'WST'] |  | 0 | Material
HMT41GR7BFR8C-RD |  |  |  |  | DDR3RG_8GB1866R |  | DIMM | DDR3 | ['FIT'] |  | 0 | Material
HMT41GU7DFR8A-PB |  |  |  |  | DDR2-SODIMM |  | DIMM | DDR2 | ['FIT'] |  | 0 | Material
HMT42GR7DFR4A-PB |  |  |  |  | DDR3 16GB 1600 |  | DIMM | DDR3 | ['FIT'] |  | 0 | Material
HMT451U7BFR8A-PB |  |  |  |  | DDR3EC_4GB1600X |  | DIMM | DDR3 | ['FIT'] |  | 0 | Material
HMT451U7DFR8A-PB |  |  |  |  | DDR3EC_4GB1600X |  | DIMM | DDR3 | ['FIT'] |  | 0 | Material
IBM:1U-ENCL-SAS-LT6 |  |  |  |  | 1U EnclSAS LTO6 |  | BB/Enclosure | Barebone | ['FIT'] |  | 0 | Material
IBM:1U-ENCL-SAS-LT7 |  |  |  |  | 1U EnclSAS LTO7 |  | BB/Enclosure | Barebone | ['FIT'] |  | 0 | Material
IBM:1U-ENCL-SAS-LT8 |  |  |  |  | IA-SERVER EG |  | BB/Enclosure | Barebone | ['FIT'] |  | 0 | Material
IBM:1U-ENCL-SAS-LT9 |  |  |  |  | 1U RKMNT ENCL SAS + LTO9 |  | BB/Enclosure | Barebone | ['FIT'] |  | 0 | Material
IBM:LTO6-HH-SAS6G-V1 | 10601745077 | IBM:LTO6-HH-SAS6G-V1 |  | IBM:LTO6-HH-SAS6G-V1 | LTO6 HH SAS | 50 | LTO | LTO | ['FIT' 'WST'] | KABE | 0 | Material
IBM:LTO7-HH-SAS6G-V1 | 10602102220 | IBM:LTO7-HH-SAS6G-V1 | IBM:LTO7-HH-SAS6G-V1 | IBM:LTO7-HH-SAS6G-V1 | LTO7 HH SAS | 50 | LTO | LTO | ['FIT' 'MW' 'WST'] | KABE | 0 | Material
IBM:LTO8-HH-SAS6G-V1 | 10602315617 | IBM:LTO8-HH-SAS6G-V1 | IBM:LTO8-HH-SAS6G-V1 | IBM:LTO8-HH-SAS6G-V1 | LTO ULTRIUM 8HH SAS | 50 | LTO | LTO | ['FIT' 'MW' 'WST'] | KABE | 0 | Material
IBM:LTO9-HH-SAS12G-V1 | 10603182322 | IBM:LTO9-HH-SAS12G-V1 | IBM:LTO9-HH-SAS12G-V | IBM:LTO9-HH-SAS12G-V1 | LTO9 HH SAS | 50 | LTO | LTO | ['FIT' 'WST' 'MW'] | KABE | 0 | Material
INE:100HFA016LS | 10602025353 | INE:100HFA016LS |  | INE:100HFA016LS | POP EP 100GB 1 PORT | 75 | Others | Others | ['FIT' 'WST'] | KABE | 0 | Material
INE:331913-001 | 10601906199 | INE:331913-001 |  |  | INTEL XEON 6GWH | 75 | Small parts | Label | ['WST'] | KABE | 0 | Material
INE:331915-001 | 10601906200 | INE:331915-001 |  | INE:331915-001 | INTEL XEON 6GWH_RK | 50 | Small parts | Label | ['WST'] | KABE | 0 | Material
INE:331922-001 | 10601906202 | INE:331922-001 | INE:331922-001 | INE:331922-001 | INT.INSIDE 6GBL | 80 | Small parts | Label | ['MW' 'WST'] | KABE | 0 | Material
INE:331924-001 | 10601906203 | INE:331924-001 | INE:331924-001 | INE:331924-001 | INT.INSIDE 6GBL_RK | 80 | Small parts | Label | ['MW' 'WST'] | KABE | 0 | Material
INE:331937-001 | 10601906204 | INE:331937-001 | INE:331937-001 | INE:331937-001 | PENTIUM-6GBL | 80 | Small parts | Label | ['MW' 'WST'] | KABE | 0 | Material
INE:335513-001 | 10602429758 | INE:335513-001 | INE:335513-001 | INE:335513-001 | CORE_I3_8TH_GEN | 80 | Small parts | Label | ['MW' 'WST'] | KABE | 0 | Material
INE:335515-001 | 10602466533 | INE:335515-001 | INE:335515-001 | INE:335515-001 | CORE_I3_8TH_GEN_RK | 80 | Small parts | Label | ['MW' 'WST'] | KABE | 0 | Material
INE:336144-001 | 10602429762 | INE:336144-001 | INE:336144-001 | INE:336144-001 | PENTIUM_GOLD_2018 | 80 | Small parts | Label | ['MW' 'WST'] | KABE | 0 | Material
INE:336146-001 | 10602466644 | INE:336146-001 | INE:336146-001 | INE:336146-001 | PENTIUM_GOLD_18_RK | 80 | Small parts | Label | ['MW' 'WST'] | KABE | 0 | Material
INE:337769-001 | 10602564966 | INE:337769-001 | INE:337769-001 | INE:337769-001 | CORE_I3_9TH_SIZE3 | 80 | Small parts | Label | ['MW' 'WST'] | KABE | 0 | Material
INE:337771-001 | 10602647729 | INE:337771-001 | INE:337771-001 | INE:337771-001 | CORE_I3_9TH_SIZE1 | 80 | Small parts | Label | ['MW' 'WST'] | KABE | 0 | Material
INE:344232-001 | 10602949513 | INE:344232-001 |  | INE:344232-001 | PENTIUM_GOLD_2020 | 50 | Small parts | Label | ['WST'] | KABE | 0 | Material
INE:344234-001 | 10603142770 | INE:344234-001 |  | INE:344234-001 | INTEL PENTIUM GOLD GEN11 SIZE1 (RACK) | 50 | Small parts | Label | ['WST'] | KABE | 0 | Material
INE:344240-001 | 10602949605 | INE:344240-001 |  | INE:344240-001 | INTEL XEON 2020 | 50 | Small parts | Label | ['WST'] | KABE | 0 | Material
INE:344242-001 | 10603037437 | INE:344242-001 |  | INE:344242-001 | INTEL XEON (ICE LAKE) LABEL RACK | 50 | Small parts | Label | ['WST'] | KABE | 0 | Material
INE:AXX2PFABCARD |  |  |  |  | INTEL OMNIPATH |  | Small parts | LAN card | ['FIT'] |  | 0 | Material
INE:E100GQSFP28SRX | 10602968434 | INE:E100GQSFP28SRX | INE:E100GQSFP28SRX | INE:E100GQSFP28SRX | QSFP28 OPTICS - SR | 50 | IO card | Optical Transceiver | ['FIT' 'MW' 'WST'] | KABE | 0 | Material
INE:E10GSFPLR | 10602227499 | INE:E10GSFPLR | INE:E10GSFPLR | INE:E10GSFPLR | SFP+ OPTICS - LR | 50 | IO card | Optical Transceiver | ['FIT' 'MW' 'WST'] | KABE | 0 | Material
INE:E10GSFPSR | 10601125060 | INE:E10GSFPSR | INE:E10GSFPSR | INE:E10GSFPSR | SFP+ OPTICS - SR | 50 | IO card | Optical Transceiver | ['FIT' 'MW' 'WST'] | KABE | 0 | Material
INE:E1G31CTG1P20 |  |  |  |  | CARD |  | IO card | LAN Controller Card | ['FIT'] |  | 0 | Material
INE:E25GSFP28LRX | 10603217997 | INE:E25GSFP28LRX | INE:E25GSFP28LRX | INE:E25GSFP28LRX | SFP28 OPTICS - LRX | 50 | IO card | Optical Transceiver | ['FIT' 'MW' 'WST'] | KABE | 0 | Material
INE:E25GSFP28SR | 10602380355 | INE:E25GSFP28SR |  | INE:E25GSFP28SR | SFP28 OPTICS - SR | 50 | IO card | Optical Transceiver | ['FIT' 'MW' 'WST'] | KABE | 0 | Material
INE:E25GSFP28SRX | 10603039049 | INE:E25GSFP28SRX | INE:E25GSFP28SRX | INE:E25GSFP28SRX | SFP28 OPTICS - SRX | 50 | IO card | Optical Transceiver | ['FIT' 'MW' 'WST'] | KABE | 0 | Material
INE:E810CQDA2G2P5 | 10602951591 | INE:E810CQDA2G2P5 | INE:E810CQDA2G2P5 | INE:E810CQDA2G2P5 | E810-CQDA2 2X 100G QSFP28 PCIE | 50 | IO card | LAN Controller Card | ['FIT' 'MW' 'WST'] | KABE | 0 | Material
INE:E810CQDA2OCPV3G | 10602738987 | INE:E810CQDA2OCPV3G | INE:E810CQDA2OCPV3G | INE:E810CQDA2OCPV3G | E810-CQDA2 2X 100G QSFP28 OCPV3 | 50 | IO card | LAN Controller Card | ['FIT' 'MW' 'WST'] | KABE | 0 | Material
INE:E810CQDA2OCPV3L | 10602875785 | INE:E810CQDA2OCPV3L |  | INE:E810CQDA2OCPV3L | E810-CQDA2 2X 100G QSFP28 OCPV3 IL | 50 | IO card | LAN Controller Card | ['FIT' 'WST'] | KABE | 0 | Material
INE:E810XXVDA2G1P5 | 10602848154 | INE:E810XXVDA2G1P5 | INE:E810XXVDA2G1P5 | INE:E810XXVDA2G1P5 | E810-XXVDA2 2X 25G SFP28 PCIE | 50 | IO card | LAN Controller Card | ['FIT' 'MW' 'WST'] | KABE | 0 | Material
INE:E810XXVDA2OCP3G | 10602847910 | INE:E810XXVDA2OCP3G | INE:E810XXVDA2OCP3G | INE:E810XXVDA2OCP3G | E810-XXVDA2 2X 25G SFP28 OCPV3 | 50 | IO card | LAN Controller Card | ['FIT' 'MW' 'WST'] | KABE | 0 | Material
INE:E810XXVDA2OCP3L | 10602848131 | INE:E810XXVDA2OCP3L | INE:E810XXVDA2OCP3L | INE:E810XXVDA2OCP3L | E810-XXVDA2 2X 25G SFP28 OCPV3 IL | 50 | IO card | LAN Controller Card | ['FIT' 'MW' 'WST'] | KABE | 0 | Material
INE:E810XXVDA4LG1P5 | 10602848158 | INE:E810XXVDA4LG1P5 | INE:E810XXVDA4LG1P5 | INE:E810XXVDA4LG1P5 | E810-XXVDA4 4X 25G SFP28 PCIE | 50 | IO card | LAN Controller Card | ['FIT' 'MW' 'WST'] | KABE | 0 | Material
INE:E810XXVDA4OCP3G | 10602840185 | INE:E810XXVDA4OCP3G |  | INE:E810XXVDA4OCP3G | E810-XXVDA4 4X 25G SFP28 OCPV3 | 50 | IO card | LAN Controller Card | ['FIT' 'MW' 'WST'] | KABE | 0 | Material
INE:E810XXVDA4OCP3L | 10602847908 | INE:E810XXVDA4OCP3L | INE:E810XXVDA4OCP3L | INE:E810XXVDA4OCP3L | E810-XXVDA4 4X 25G SFP28 OCPV3 IL | 50 | IO card | LAN Controller Card | ['FIT' 'MW' 'WST'] | KABE | 0 | Material
INE:EX710DA2G1P5 | 10602019863 | INE:EX710DA2G1P5 |  | INE:EX710DA2G1P5 | X710-DA2 2X10GB SFP | 50 | IO card | LAN Controller Card | ['FIT' 'MW' 'WST'] | KABE | 0 | Material
INE:EX710DA2G2P5 | 10603208866 | INE:EX710DA2G2P5 | INE:EX710DA2G2P5 | INE:EX710DA2G2P5 | X710-DA2 2X10GB SFP | 50 | IO card | LAN Controller Card | ['FIT' 'MW' 'WST'] | KABE | 0 | Material
INE:EX710DA4G1P5 | 10602151145 | INE:EX710DA4G1P5 |  | INE:EX710DA4G1P5 | X710-DA4 4X10GB SFP | 50 | IO card | LAN Controller Card | ['FIT' 'MW' 'WST'] | KABE | 0 | Material
INE:EX710DA4G2P5 | 10603208867 | INE:EX710DA4G2P5 | INE:EX710DA4G2P5 | INE:EX710DA4G2P5 | X710-DA4 4X10GB SFP | 50 | IO card | LAN Controller Card | ['FIT' 'MW' 'WST'] | KABE | 0 | Material
INE:I210T1 | 10603147299 | INE:I210T1 |  |  | I210T1 1X 1GBASE-T PCIE(RETAIL) | 50 | IO card | LAN Controller Card | ['FIT' 'WST'] | KABE | 0 | Material
INE:I210T1BLK | 10603147300 | INE:I210T1BLK |  | INE:I210T1BLK | I210T1 1X 1GBASE-T PCIE BULK(RETAIL) | 50 | IO card | LAN Controller Card | ['FIT' 'WST'] | KABE | 0 | Material
INE:I210T1G1P20 | 10601858841 | INE:I210T1G1P20 | INE:I210T1G1P20 | INE:I210T1G1P20 | PLAN AP 1X1GBIT CU INTEL I210-T1 | 50 | IO card | LAN Controller Card | ['FIT' 'MW' 'WST'] | KABE | 0 | Material
INE:I350T2G2P20 | 10601811111 | INE:I350T2G2P20 | INE:I350T2G2P20 | INE:I350T2G2P20 | PLAN CP 2X1GBIT CU INTEL I350-T2 | 50 | IO card | LAN Controller Card | ['FIT' 'MW' 'WST'] | KABE | 0 | Material
INE:I350T4G2P20 | 10601811112 | INE:I350T4G2P20 | INE:I350T4G2P20 | INE:I350T4G2P20 | PLAN CP 4X1GBIT CU INTEL I350-T4 | 50 | IO card | LAN Controller Card | ['FIT' 'MW' 'WST'] | KABE | 0 | Material
INE:I350T4OCPV3G1L | 10602826445 | INE:I350T4OCPV3G1L | INE:I350T4OCPV3G1L | INE:I350T4OCPV3G1L | I350-T4 4X 1000BASE-T OCPV3 IL | 50 | IO card | LAN Controller Card | ['FIT' 'MW' 'WST'] | KABE | 0 | Material
INE:I350T4OCPV3G1P5 | 10602732218 | INE:I350T4OCPV3G1P5 | INE:I350T4OCPV3G1P5 | INE:I350T4OCPV3G1P5 | I350-T4 4X 1000BASE-T OCPV3 | 50 | IO card | LAN Controller Card | ['FIT' 'MW' 'WST'] | KABE | 0 | Material
INE:I357T4OCPG1P5 | 10602102387 | INE:I357T4OCPG1P5 | INE:I357T4OCPG1P5 | INE:I357T4OCPG1P5 | OCP I357-T4 4X1GB | 50 | IO card | LAN Controller Card | ['FIT' 'MW' 'WST'] | KABE | 0 | Material
INE:IQA89501G1P5 |  |  |  |  | CARD |  | IO card | LAN Controller Card | ['FIT'] |  | 0 | Material
INE:IQA89701G1P5 | 10602415034 | INE:IQA89701G1P5 | INE:IQA89701G1P5 | INE:IQA89701G1P5 | INTEL QAT 8970 | 50 | Others | Others | ['FIT' 'MW' 'WST'] | KABE | 0 | Material
INE:SSDPE21K750GA | 10602499995 | INE:SSDPE21K750GA | INE:SSDPE21K750GA | INE:SSDPE21K750GA | SSD PCIE3 750GB WI SFF HP EP | 50 | HDD/SSD | SSD | ['FIT' 'MW' 'WST'] | KABE | 0 | Material
INE:SSDPE2KE016T7C1 |  |  |  |  | SSD PCIE3 1.6TB MU SFF HP EP |  | HDD/SSD | SSD | ['FIT'] |  | 0 | Material
INE:SSDPE2KE016T8 | 10602566148 | INE:SSDPE2KE016T8 | INE:SSDPE2KE016T8 | INE:SSDPE2KE016T8 | SSD PCIE3 1.6TB MU SFF | 50 | HDD/SSD | SSD | ['FIT' 'MW' 'WST'] | KABE | 0 | Material
INE:SSDPE2KE032T7C1 |  |  |  |  | SSD PCIE3 3.2TB MU SFF HP EP |  | HDD/SSD | SSD | ['FIT'] |  | 0 | Material
INE:SSDPE2KE032T8 | 10602566149 | INE:SSDPE2KE032T8 | INE:SSDPE2KE032T8 | INE:SSDPE2KE032T8 | SSD PCIE3 3.2TB MU SFF | 50 | HDD/SSD | SSD | ['FIT' 'MW' 'WST'] | KABE | 0 | Material
INE:SSDPE2KE064T7C1 |  |  |  |  | SSD PCIE3 6.4TB MU SFF HP EP |  | HDD/SSD | SSD | ['FIT'] |  | 0 | Material
INE:SSDPE2KE064T8 | 10602566150 | INE:SSDPE2KE064T8 | INE:SSDPE2KE064T8 | INE:SSDPE2KE064T8 | SSD PCIE3 6.4TB MU SFF | 50 | HDD/SSD | SSD | ['FIT' 'MW' 'WST'] | KABE | 0 | Material
INE:SSDPE2KX010T8 | 10602566151 | INE:SSDPE2KX010T8 |  | INE:SSDPE2KX010T8 | SSD PCIE3 1TB RI SFF | 50 | HDD/SSD | SSD | ['FIT' 'WST'] | KABE | 0 | Material
INE:SSDPE2KX020T8 | 10602566152 | INE:SSDPE2KX020T8 |  | INE:SSDPE2KX020T8 | SSD PCIE3 2TB RI SFF | 50 | HDD/SSD | SSD | ['FIT' 'WST'] | KABE | 0 | Material
INE:SSDPE2KX040T8 |  |  |  |  | SSD PCIE3 4TB RI SFF |  | HDD/SSD | SSD | ['FIT'] |  | 0 | Material
INE:SSDPE2MD016T4C |  |  |  |  | SSD PCIE3 1.6TB |  | HDD/SSD | SSD | ['FIT'] |  | 0 | Material
INE:SSDPE2MD020T4C |  |  |  |  | Intel DC P3700 SFF 2TB |  | HDD/SSD | SSD | ['FIT'] |  | 0 | Material
INE:SSDPE2MD800G4C |  |  |  |  | Intel DC P3700 SFF 800GB |  | HDD/SSD | SSD | ['FIT'] |  | 0 | Material
INE:SSDPE7KX010T7C1 |  |  |  |  | SSD PCIE3 1TB R |  | HDD/SSD | SSD | ['FIT'] |  | 0 | Material
INE:SSDPE7KX020T7C1 |  |  |  |  | SSD PCIE3 2TB R |  | HDD/SSD | SSD | ['FIT'] |  | 0 | Material
INE:SSDPE7KX040T7C1 |  |  |  |  | SSD PCIE3 4TB R |  | HDD/SSD | SSD | ['FIT'] |  | 0 | Material
INE:SSDPE7KX500G7C1 |  |  |  |  | SSD PCIE3 500GB |  | HDD/SSD | SSD | ['FIT'] |  | 0 | Material
INE:SSDPED1K375GA | 10602428375 | INE:SSDPED1K375GA |  |  | SSD PCIE3 AIC 375GB 3D-XPOINT | 50 | HDD/SSD | SSD | ['FIT' 'WST'] | KABE | 0 | Material
INE:SSDPED1K750GA | 10602428376 | INE:SSDPED1K750GA |  |  | SSD PCIE3 AIC 750GB 3D-XPOINT | 50 | HDD/SSD | SSD | ['FIT' 'WST'] | KABE | 0 | Material
INE:SSDPEDKE020T7C1 |  |  |  |  | SSD PCIE3 2TB M |  | HDD/SSD | SSD | ['FIT'] |  | 0 | Material
INE:SSDPEDKE040T7C1 |  |  |  |  | SSD PCIE3 4TB M |  | HDD/SSD | SSD | ['FIT'] |  | 0 | Material
INE:SSDPEYKX040T8C | 10602710708 | INE:SSDPEYKX040T8C | INE:SSDPEYKX040T8C | INE:SSDPEYKX040T8C | SSD PCIE3 4TB RI E1.S | 50 | HDD/SSD | SSD | ['FIT' 'MW' 'WST'] | KABE | 0 | Material
INE:SSDPF21Q016TB | 10603104400 | INE:SSDPF21Q016TB |  | INE:SSDPF21Q016TB | SSD PCIE4 1.6TB WI SFF HP EP | 50 | HDD/SSD | SSD | ['FIT' 'WST'] | KABE | 0 | Material
INE:SSDPF21Q400GB | 10603104398 | INE:SSDPF21Q400GB | INE:SSDPF21Q400GB | INE:SSDPF21Q400GB | SSD PCIE4 400GB WI SFF HP EP | 50 | HDD/SSD | SSD | ['FIT' 'MW' 'WST'] | KABE | 0 | Material
INE:SSDPF21Q800GB | 10603104399 | INE:SSDPF21Q800GB | INE:SSDPF21Q800GB | INE:SSDPF21Q800GB | SSD PCIE4 800GB WI SFF HP EP | 50 | HDD/SSD | SSD | ['FIT' 'MW' 'WST'] | KABE | 0 | Material
INE:SSDSC1NA200G3C |  |  |  |  | 1.8" 200GB SSD |  | HDD/SSD | SSD | ['FIT'] |  | 0 | Material
INE:SSDSC1NA400G3C |  |  |  |  | 1.8" 400GB SSD |  | HDD/SSD | SSD | ['FIT'] |  | 0 | Material
INE:SSDSC2BA012T4C |  |  |  |  | 2.5" 1200GB SSD |  | HDD/SSD | SSD | ['FIT'] |  | 0 | Material
INE:SSDSC2BA100G3C |  |  |  |  | 2.5" 100GB SSD |  | HDD/SSD | SSD | ['FIT'] |  | 0 | Material
INE:SSDSC2BA200G3C |  |  |  |  | 2.5" 200GB SSD |  | HDD/SSD | SSD | ['FIT'] |  | 0 | Material
INE:SSDSC2BA200G4C |  |  |  |  | 2.5" 200GB SSD |  | HDD/SSD | SSD | ['FIT'] |  | 0 | Material
INE:SSDSC2BA400G4C |  |  |  |  | 2.5" 400GB SSD |  | HDD/SSD | SSD | ['FIT'] |  | 0 | Material
INE:SSDSC2BA800G4C |  |  |  |  | 2.5" 800GB SSD |  | HDD/SSD | SSD | ['FIT'] |  | 0 | Material
INE:SSDSC2BB012T7C1 |  |  |  |  | 2.5" 1.2TB SSD |  | HDD/SSD | SSD | ['FIT'] |  | 0 | Material
INE:SSDSC2BB016T7C1 |  |  |  |  | 2.5" 1.6TB SSD |  | HDD/SSD | SSD | ['FIT'] |  | 0 | Material
INE:SSDSC2BB120G4C |  |  |  |  | SSD 120GB SATA |  | HDD/SSD | SSD | ['FIT'] |  | 0 | Material
INE:SSDSC2BB240G4C |  |  |  |  | SSD 240GB SATA |  | HDD/SSD | SSD | ['FIT'] |  | 0 | Material
INE:SSDSC2BB240G7C1 |  |  |  |  | 2.5" 240GB SSD |  | HDD/SSD | SSD | ['FIT'] |  | 0 | Material
INE:SSDSC2BB480G4C |  |  |  |  | SSD 480GB SATA |  | HDD/SSD | SSD | ['FIT'] |  | 0 | Material
INE:SSDSC2BB480G7C1 |  |  |  |  | 2.5" 480GB SSD |  | HDD/SSD | SSD | ['FIT'] |  | 0 | Material
INE:SSDSC2BB800G4C |  |  |  |  | SSD 800GB SATA |  | HDD/SSD | SSD | ['FIT'] |  | 0 | Material
INE:SSDSC2BB800G7C1 |  |  |  |  | 2.5" 800GB SSD |  | HDD/SSD | SSD | ['FIT'] |  | 0 | Material
INE:SSDSC2BB960G7C1 |  |  |  |  | 2.5" 960GB SSD |  | HDD/SSD | SSD | ['FIT'] |  | 0 | Material
INE:SSDSC2KG240G7C1 |  |  |  |  | 2.5" 240GB SSD |  | HDD/SSD | SSD | ['FIT'] |  | 0 | Material
INE:SSDSC2KG480G7C1 |  |  |  |  | HDD(ï½¶ï½¸ï¾ƒï½²ï¾„ï¾˜ï¾‹ï½·)POï½¼ï¾žï¾„ï¾žï½³ï¾šï¾ï½¹ï½² |  | HDD/SSD | SSD | ['FIT'] |  | 0 | Material
INE:SSDSC2KG960G7C1 |  |  |  |  | 2.5" 960GB SSD |  | HDD/SSD | SSD | ['FIT'] |  | 0 | Material
INE:SSDSCKJB150G7CT |  |  |  |  | M.2 SATA 150GB |  | HDD/SSD | SSD | ['FIT'] |  | 0 | Material
INE:X527DA2OCPG1P5 | 10602102390 | INE:X527DA2OCPG1P5 | INE:X527DA2OCPG1P5 | INE:X527DA2OCPG1P5 | OCP X527-DA2 2X10GB SFP | 50 | IO card | LAN Controller Card | ['FIT' 'MW' 'WST'] | KABE | 0 | Material
INE:X527DA4OCPG1P5 | 10602102391 | INE:X527DA4OCPG1P5 | INE:X527DA4OCPG1P5 | INE:X527DA4OCPG1P5 | OCP X527-DA4 4X10GB SFP | 50 | IO card | LAN Controller Card | ['FIT' 'MW' 'WST'] | KABE | 0 | Material
INE:X540T2G1P5 |  |  |  |  | CARD |  | IO card | LAN Controller Card | ['FIT'] |  | 0 | Material
INE:X550T2G1P5 | 10602019410 | INE:X550T2G1P5 | INE:X550T2G1P5 | INE:X550T2G1P5 | X550-T2 2X10GBASE-T | 50 | IO card | LAN Controller Card | ['FIT' 'MW' 'WST'] | KABE | 0 | Material
INE:X557T2OCPG1P5 | 10602102388 | INE:X557T2OCPG1P5 |  | INE:X557T2OCPG1P5 | OCP X557-T2 2X10GB | 50 | IO card | LAN Controller Card | ['FIT' 'MW' 'WST'] | KABE | 0 | Material
INE:X710DA2OCPV3G1L | 10602759571 | INE:X710DA2OCPV3G1L | INE:X710DA2OCPV3G1L | INE:X710DA2OCPV3G1L | X710-DA2 2X 10G SFP OCPV3 IL | 50 | IO card | LAN Controller Card | ['FIT' 'MW' 'WST'] | KABE | 0 | Material
INE:X710DA2OCPV3G1P | 10602732245 | INE:X710DA2OCPV3G1P |  | INE:X710DA2OCPV3G1P | X710-DA2 2X 10G SFP OCPV3 | 50 | IO card | LAN Controller Card | ['FIT' 'MW' 'WST'] | KABE | 0 | Material
INE:X710DA4OCPV3G1L | 10602759694 | INE:X710DA4OCPV3G1L |  | INE:X710DA4OCPV3G1L | X710-DA4 4X 10G SFP OCPV3 IL | 50 | IO card | LAN Controller Card | ['FIT' 'MW' 'WST'] | KABE | 0 | Material
INE:X710DA4OCPV3G1P | 10602732432 | INE:X710DA4OCPV3G1P |  | INE:X710DA4OCPV3G1P | X710-DA4 4X 10G SFP OCPV3 | 50 | IO card | LAN Controller Card | ['FIT' 'MW' 'WST'] | KABE | 0 | Material
INE:X710T2L | 10603146137 | INE:X710T2L |  | INE:X710T2L | X710-T2L 2X 10GBASE-T PCIE(RETAIL) | 50 | IO card | LAN Controller Card | ['FIT' 'MW' 'WST'] | KABE | 0 | Material
INE:X710T2LG1P5 | 10602738949 | INE:X710T2LG1P5 | INE:X710T2LG1P5 | INE:X710T2LG1P5 | X710-T2L 2X 10GBASE-T PCIE | 50 | IO card | LAN Controller Card | ['FIT' 'MW' 'WST'] | KABE | 0 | Material
INE:X710T2LOCPV3G1L | 10602759698 | INE:X710T2LOCPV3G1L | INE:X710T2LOCPV3G1L | INE:X710T2LOCPV3G1L | X710-T2L 2X 10GBASE-T OCPV3 IL | 50 | IO card | LAN Controller Card | ['FIT' 'MW' 'WST'] | KABE | 0 | Material
INE:X710T2LOCPV3G1P | 10602738969 | INE:X710T2LOCPV3G1P |  | INE:X710T2LOCPV3G1P | X710-T2L 2X 10GBASE-T OCPV3 | 50 | IO card | LAN Controller Card | ['FIT' 'MW' 'WST'] | KABE | 0 | Material
INE:X710T4G1P5 | 10602466447 | INE:X710T4G1P5 | INE:X710T4G1P5 | INE:X710T4G1P5 | X710-T4 4X10GBASE-T | 50 | IO card | LAN Controller Card | ['FIT' 'MW' 'WST'] | KABE | 0 | Material
INE:X710T4LG1P5 | 10602738947 | INE:X710T4LG1P5 | INE:X710T4LG1P5 | INE:X710T4LG1P5 | X710-T4L 4X 10GBASE-T PCIE | 50 | IO card | LAN Controller Card | ['FIT' 'MW' 'WST'] | KABE | 0 | Material
INE:X710T4LOCPV3G1L | 10602759702 | INE:X710T4LOCPV3G1L | INE:X710T4LOCPV3G1L | INE:X710T4LOCPV3G1L | X710-T4L 4X 10GBASE-T OCPV3 IL | 50 | IO card | LAN Controller Card | ['FIT' 'MW' 'WST'] | KABE | 0 | Material
INE:X710T4LOCPV3G1P | 10602738966 | INE:X710T4LOCPV3G1P | INE:X710T4LOCPV3G1P | INE:X710T4LOCPV3G1P | X710-T4L 4X 10GBASE-T OCPV3 | 50 | IO card | LAN Controller Card | ['FIT' 'MW' 'WST'] | KABE | 0 | Material
INE:XXV710DA2G1P5 | 10602380293 | INE:XXV710DA2G1P5 | INE:XXV710DA2G1P5 | INE:XXV710DA2G1P5 | XXV710-DA2 2X25GB SFP+ | 50 | IO card | LAN Controller Card | ['FIT' 'MW' 'WST'] | KABE | 0 | Material
INE:XXV710DA2OCP1 | 10602380354 | INE:XXV710DA2OCP1 | INE:XXV710DA2OCP1 | INE:XXV710DA2OCP1 | XXV710-DA2 2X25GB OCP | 50 | IO card | LAN Controller Card | ['FIT' 'MW' 'WST'] | KABE | 0 | Material
INO:DEM24-A28M41BC1DC | 10602155718 | INO:DEM24-A28M41BC1DC |  | INO:DEM24-A28M41BC1DC | M.2 SATA 128GB 3ME4 | 50 | HDD/SSD | SSD | ['FIT' 'WST'] | KABE | 0 | Material
INO:DEM24-B56M41BCADC | 10602155719 | INO:DEM24-B56M41BCADC |  | INO:DEM24-B56M41BCADC | M.2 SATA 256GB 3ME4 | 50 | HDD/SSD | SSD | ['FIT' 'WST'] | KABE | 0 | Material
INO:DESML-64GD06RC1DCF |  |  |  |  | SATADOM 64GB 6G |  | Small parts | SSD | ['FIT'] |  | 0 | Material
INO:DESML-A28D06RCAQCF |  |  |  |  | SATADOM 128GB 6 |  | Small parts | SSD | ['FIT'] |  | 0 | Material
INO:DHM24-64GM41BC1DC | 10602155717 | INO:DHM24-64GM41BC1DC | INO:DHM24-64GM41BC1D | INO:DHM24-64GM41BC1DC | M.2 SATA 32GB 3IE4 FOR ESXI | 50 | HDD/SSD | SSD | ['FIT' 'WST' 'MW'] | KABE | 0 | Material
KNR:01.109.209.9.000022 |  |  |  |  | ETERNUS LOGO DE |  | BB/Enclosure | Mechanical | ['FIT'] |  | 0 | Material
KNR:01.147.816.8.000005 |  |  |  |  | PDU BRACKET DCM RACK H2000 |  | Small parts | Rack parts | ['FIT'] |  | 0 | Material
KNR:01.147.816.8.000006 |  |  |  |  | PDU BRACKET 42U |  | Small parts | Small parts | ['FIT'] |  | 0 | Material
KNR:01.350.431.9 | 10600404412 | KNR:01.350.431.9 |  | KNR:01.350.431.9 | SPRING NUT M5 | 50 | Small parts | Mechanical | ['WST'] | KABE | 0 | Material
KNR:03.535.206.1 |  |  |  |  | I-STRIP NEMA PD |  | Small parts | Rack parts | ['FIT'] |  | 0 | Material
KNR:93.200.165.7 |  |  |  |  | 4-FACH KALTGER. |  | Others | Others | ['FIT'] |  | 0 | Material
KNR:93.200.178.9 |  |  |  |  | TRIPLE PROTECTE |  | Others | Others | ['FIT'] |  | 0 | Material
KNR:MPE-1212 |  |  |  |  | MPH2-NBV_L6-30P |  | Small parts | Rack parts | ['FIT'] |  | 0 | Material
KNR:MPE-1223 |  |  |  |  | MPH2-NBV_L21-30 |  | Small parts | Rack parts | ['FIT'] |  | 0 | Material
KNR:MPE-1243 |  |  |  |  | MPH2-EEV_2P3W-3 |  | Small parts | Small parts | ['FIT'] |  | 0 | Material
KNR:MPE-1243-400 |  |  |  |  | MPH2-EEV_2P3W-3 |  | Small parts | Rack parts | ['FIT'] |  | 0 | Material
KNR:MPE-3242-400 |  |  |  |  | MPH2-EEV_2P3W-1 |  | Small parts | Rack parts | ['FIT'] |  | 0 | Material
L00X6N0-AA7-03 |  |  |  |  | CPU LCM |  | Small parts | Small parts | ['FIT'] |  | 0 | Material
L10E2Y0-AA7-TB400 |  |  |  |  | Adapter hose from Dry cooler to LCM B |  | Small parts | Small parts | ['FIT'] |  | 0 | Material
L10E2Y0-AA7-TR400 |  |  |  |  | Adapter hose from Dry cooler to LCM A |  | Small parts | Small parts | ['FIT'] |  | 0 | Material
L10E2Y0-J57-DC0 |  |  |  |  | Dry cooler |  | Small parts | Small parts | ['FIT'] |  | 0 | Material
L10E2Y0-J57-M01 |  |  |  |  | CDM |  | Small parts | Small parts | ['FIT'] |  | 0 | Material
L10E2Y0-J57-U01 |  |  |  |  | CDU |  | Small parts | Small parts | ['FIT'] |  | 0 | Material
L3-00087-02 | 10602723001 | L3-00087-02 | L3-00087-02 | L3-00087-02 | BATTERY LSI FBU02 | 50 | IO card | RAID Cache Backup Unit | ['FIT' 'MW' 'WST'] | KABE | 0 | Material
L3-00088-00 |  |  |  |  | LSI FBU02 |  | Small parts | SAS Card | ['FIT'] |  | 0 | Material
L3-00108-00 |  |  |  |  | LSI FBU03 |  | IO card | RAID Cache Backup Unit | ['FIT'] |  | 0 | Material
L3-25152-62 |  |  |  |  | 2108 Wasat |  | Small parts | SAS Card | ['FIT'] |  | 0 | Material
L3-25421-46 |  |  |  |  | LSI9286CV-8E |  | Small parts | SAS Card | ['FIT'] |  | 0 | Material
L5-25034-20 |  |  |  |  | MR iBBU07 LION |  | IO card | RAID Cache Backup Unit | ['FIT'] |  | 0 | Material
L5-25343-08 |  |  |  |  | iBBU08 Li-Pol |  | IO card | RAID Cache Backup Unit | ['FIT'] |  | 0 | Material
LCP-1250RJ3SR-S |  |  |  |  | 1GB SFP COPPER |  | Small parts | Small parts | ['FIT'] |  | 0 | Material
LFH59-KABEL |  |  |  |  | CABLE(DMS-DVI) |  | Small parts | Cable | ['FIT'] |  | 0 | Material
LP32-SW-OPT-1 | 10602931350 | LP32-SW-OPT-1 |  |  | OPTICAL SFP+ 32GFC | 50 | IO card | Optical Transceiver | ['FIT'] | KABE | 0 | Material
LP64-SW-OPT-1 | 10603177751 | LP64-SW-OPT-1 |  | LP64-SW-OPT-1 | OPTICAL SFP+ 64GFC | 50 | IO card | Optical Transceiver | ['FIT' 'WST'] | KABE | 0 | Material
LPE12002-M8-F |  |  |  |  | 8G 2p FH FC |  | Small parts | Fiber Channel Controller | ['FIT'] |  | 0 | Material
LPE12002L-M8-F |  |  |  |  | LPE12002 MMF LP |  | IO card | Fiber Channel Controller | ['FIT'] |  | 0 | Material
LPE1250-F8-F |  |  |  |  | IA-EOL |  | Small parts | Cable | ['FIT'] |  | 0 | Material
LPE16000B-M6-F |  |  |  |  | 16GB FC HBA LPE |  | IO card | Fiber Channel Controller | ['FIT'] |  | 0 | Material
LPE16002B-M6-F |  |  |  |  | 16G 2p FC (HBA LPE) |  | Small parts | Fiber Channel Controller | ['FIT'] |  | 0 | Material
LPE16100-OPT |  |  |  |  | 16GBFC SFP+ TRA |  | Small parts | Small parts | ['FIT'] |  | 0 | Material
LPE31000-M6-F | 10602725290 | LPE31000-M6-F | LPE31000-M6-F | LPE31000-M6-F | 16GB FC PCI-E HBA LPE31000 SINGLE PORT | 50 | IO card | Fiber Channel Controller | ['FIT' 'MW' 'WST'] | KABE | 0 | Material
LPE31002-M6-F | 10602725291 | LPE31002-M6-F | LPE31002-M6-F | LPE31002-M6-F | 16GB FC PCI-E HBA LPE31002 DUAL PORT | 50 | IO card | Fiber Channel Controller | ['FIT' 'MW' 'WST'] | KABE | 0 | Material
LPE32000-M2-F | 10602723000 | LPE32000-M2-F | LPE32000-M2-F | LPE32000-M2-F | 32GB LPE32000 | 50 | IO card | Fiber Channel Controller | ['FIT' 'MW' 'WST'] | KABE | 0 | Material
LPE32002-M2-F | 10602723002 | LPE32002-M2-F | LPE32002-M2-F | LPE32002-M2-F | 32GB LPE32002 | 50 | IO card | Fiber Channel Controller | ['FIT' 'MW' 'WST'] | KABE | 0 | Material
LPE35000-M2-F | 10602880070 | LPE35000-M2-F | LPE35000-M2-F | LPE35000-M2-F | LPE35000 1X 32GB | 50 | IO card | Fiber Channel Controller | ['FIT' 'MW' 'WST'] | KABE | 0 | Material
LPE35002-M2-F | 10602880206 | LPE35002-M2-F | LPE35002-M2-F | LPE35002-M2-F | LPE35002 2X 32GB | 50 | IO card | Fiber Channel Controller | ['FIT' 'MW' 'WST'] | KABE | 0 | Material
LPE36000-M64-F | 10603177581 | LPE36000-M64-F | LPE36000-M64-F | LPE36000-M64-F | LPE36000 1X 64GB | 50 | IO card | Fiber Channel Controller | ['FIT' 'MW' 'WST'] | KABE | 0 | Material
LPE36002-M64-F | 10603177582 | LPE36002-M64-F | LPE36002-M64-F | LPE36002-M64-F | LPE36002 2X 64GB | 50 | IO card | Fiber Channel Controller | ['FIT' 'MW' 'WST'] | KABE | 0 | Material
LSZ:03-25528-09 | 10601827942 | LSZ:03-25528-09 |  |  | PRAID EP420E | 50 | IO card | RAID Controller Card | ['MW'] | KABE | 0 | Material
M386A4G40DM0-CPB |  |  |  |  | DDR4LR_32G4_21R |  | DIMM | DDR4 | ['FIT'] |  | 0 | Material
M386A4G40DM1-CRC |  |  |  |  | DDR4-2400-DIMM.32GB |  | DIMM | DDR4 | ['FIT'] |  | 0 | Material
M386A8K40BM2-CTD |  |  |  |  | DDR4LR_64GB_26R4_L |  | DIMM | DDR4 | ['FIT'] |  | 0 | Material
M386A8K40CM2-CVF | 2012900192 |  | M386A8K40CM2-CVF |  | DDR4LR_64GB_29R4 |  | DIMM | DDR4 | ['FIT' 'MW' 'WST'] |  | 0 | Material
M386A8K40DM2-CWE | 2012900193 |  | M386A8K40DM2-CWE | M386A8K40DM2-CWE | DDR4LR_64GB_29R4 |  | DIMM | DDR4 | ['FIT' 'MW' 'WST'] |  | 0 | Material
M386AAG40AM3-CWE | 2012913075 |  |  | M386AAG40AM3-CWE | DDR4LR128G32R4 |  | DIMM | DDR4 | ['FIT' 'MW' 'WST'] |  | 0 | Material
M386AAG40MMB-CVF | 2012900194 |  | M386AAG40MMB-CVF | M386AAG40MMB-CVF | DDR4LR_128GB_29R4 |  | DIMM | DDR4 | ['FIT' 'MW' 'WST'] |  | 0 | Material
M386B4G70DM0-YK03 |  |  |  |  | DDR3 DIMM(32GB) |  | DIMM | DDR3 | ['FIT'] |  | 0 | Material
M386B4G70DM0-YK04 |  |  |  |  | DDR3 DIMM(32GB) |  | DIMM | DDR3 | ['FIT'] |  | 0 | Material
M391A1G43EB1-CRC |  |  |  |  | DDR4EC8GB2133 |  | DIMM | DDR4 | ['FIT'] |  | 0 | Material
M391A1K43BB1-CRC |  |  |  |  | DDR4EC8GB2666 |  | DIMM | DDR4 | ['FIT'] |  | 0 | Material
M391A1K43BB2-CTD | 2012900213 |  |  | M391A1K43BB2-CTD | DDR4EC8GB2666 |  | DIMM | DDR4 | ['WST'] |  | 0 | Material
M391A1K43BB2-CTD-NC |  |  |  |  | DDR4EC8GB2666 |  | DIMM | DDR4 | ['FIT'] |  | 0 | Material
M391A1K43DB2-CWE | 2013197417 |  | M391A1K43DB2-CWE | M391A1K43DB2-CWE | DDR4EC8G32R1 |  | DIMM | DDR4 | ['FIT' 'MW' 'WST'] |  | 0 | Material
M391A2G43BB2-CWE | 2013197419 |  |  | M391A2G43BB2-CWE | DDR4EC16G32R1 |  | DIMM | DDR4 | ['FIT' 'MW' 'WST'] |  | 0 | Material
M391A2K43BB1-CRC |  |  |  |  | DDR4EC16GB2400_L |  | DIMM | DDR4 | ['FIT'] |  | 0 | Material
M391A2K43BB1-CTD | 2012900219 |  | M391A2K43BB1-CTD |  | DDR4EC16GB2666 |  | DIMM | DDR4 | ['FIT' 'MW'] |  | 0 | Material
M391A2K43BB1-CTD-NC |  |  |  |  | DDR4EC16GB2666 |  | DIMM | DDR4 | ['FIT'] |  | 0 | Material
M391A2K43DB1-CWE | 2013197421 |  |  | M391A2K43DB1-CWE | DDR4EC16G32R2 |  | DIMM | DDR4 | ['FIT' 'WST'] |  | 0 | Material
M391A4G43BB1-CWE | 2013197423 |  | M391A4G43BB1-CWE | M391A4G43BB1-CWE | DDR4EC32G32R2 |  | DIMM | DDR4 | ['FIT' 'MW' 'WST'] |  | 0 | Material
M391A4G43MB1-CTD | 2012900222 |  |  | M391A4G43MB1-CTD | DDR4EC32GB2666_L |  | DIMM | DDR4 | ['FIT' 'WST'] |  | 0 | Material
M391A5143EB1-CRC |  |  |  |  | DDR4EC4GB2400 |  | DIMM | DDR4 | ['FIT'] |  | 0 | Material
M391B1G73EB0-YK0 |  |  |  |  | DDR3EC_8G41600 |  | DIMM | DDR3 | ['FIT'] |  | 0 | Material
M391B5173EB0-YK0 |  |  |  |  | DDR3EC_4GB1600 |  | DIMM | DDR3 | ['FIT'] |  | 0 | Material
M393A1G43DB0-CPB |  |  |  |  | DDR4RG8GB21R2 |  | DIMM | DDR4 | ['FIT'] |  | 0 | Material
M393A1K43DB1-CVF | 2012900129 |  | M393A1K43DB1-CVF | M393A1K43DB1-CVF | DDR4RG8GB2933R1 |  | DIMM | DDR4 | ['FIT' 'MW' 'WST'] |  | 0 | Material
M393A1K43DB2-CWE | 2012912966 |  | M393A1K43DB2-CWE | M393A1K43DB2-CWE | DDR4R8G32R1 |  | DIMM | DDR4 | ['FIT' 'MW' 'WST'] |  | 0 | Material
M393A2K40BB1-CRC |  |  |  |  | DDR4RG16GB21R2 |  | DIMM | DDR4 | ['FIT'] |  | 0 | Material
M393A2K40BB2-CTD |  |  |  |  | DDR4RG16GB26R1 |  | DIMM | DDR4 | ['FIT'] |  | 0 | Material
M393A2K40CB2-CTD | 2012942854 |  |  | M393A2K40CB2-CTD | DDR4RG16GB26R1_L |  | DIMM | DDR4 | ['WST'] |  | 0 | Material
M393A2K40CB2-CVF | 2012900178 |  |  | M393A2K40CB2-CVF | DDR4RG16GB29R1 |  | DIMM | DDR4 | ['FIT' 'WST'] |  | 0 | Material
M393A2K40CB2-CVF-NC |  |  |  |  | DDR4RG16GB29R1 |  | DIMM | DDR4 | ['FIT'] |  | 0 | Material
M393A2K40DB2-CVF | 2012900179 |  | M393A2K40DB2-CVF | M393A2K40DB2-CVF | DDR4RG16GB29R1 |  | DIMM | DDR4 | ['FIT' 'MW' 'WST'] |  | 0 | Material
M393A2K40DB3-CWE | 2012913062 |  |  | M393A2K40DB3-CWE | DDR4R16G32R1 |  | DIMM | DDR4 | ['FIT' 'MW' 'WST'] |  | 0 | Material
M393A2K40DB3-CWE-NC |  |  |  |  | DDR4R32 16G 1R4 |  | DIMM | DDR4 | ['FIT'] |  | 0 | Material
M393A2K40EB3-CWE | 2013541169 |  | M393A2K40EB3-CWE | M393A2K40EB3-CWE | DDR4R 16G 32R1 |  | DIMM | DDR4 | ['FIT' 'MW' 'WST'] |  | 0 | Material
M393A2K43BB1-CRC |  |  |  |  | DDR4RG16GB24R2 |  | DIMM | DDR4 | ['FIT'] |  | 0 | Material
M393A2K43CB2-CTD |  |  |  |  | DDR4RG16GB26R2_L |  | DIMM | DDR4 | ['FIT'] |  | 0 | Material
M393A2K43DB2-CVF | 2012900174 |  | M393A2K43DB2-CVF | M393A2K43DB2-CVF | DDR4RG16GB29R2 |  | DIMM | DDR4 | ['FIT' 'MW' 'WST'] |  | 0 | Material
M393A2K43DB3-CWE | 2012912969 |  |  | M393A2K43DB3-CWE | DDR4R16G32R2 |  | DIMM | DDR4 | ['FIT' 'MW' 'WST'] |  | 0 | Material
M393A2K43DB3-CWE-NC |  |  |  |  | DDR4R32 16G 2R8 |  | DIMM | DDR4 | ['FIT'] |  | 0 | Material
M393A2K43EB3-CWE | 2013541168 |  |  | M393A2K43EB3-CWE | DDR4R16G32R2 |  | DIMM | DDR4 | ['MW' 'WST' 'FIT'] |  | 0 | Material
M393A4G40AB3-CWE | 2013028025 |  |  | M393A4G40AB3-CWE | DDR4R32G32R1 |  | DIMM | DDR4 | ['FIT' 'MW' 'WST'] |  | 0 | Material
M393A4K40CB2-CTD | 2012942858 |  |  | M393A4K40CB2-CTD | 32GBRDIMM |  | DIMM | DDR4 | ['FIT' 'MW' 'WST'] |  | 0 | Material
M393A4K40CB2-CVF | 2012900184 |  |  | M393A4K40CB2-CVF | DDR4RG32GB29R2 |  | DIMM | DDR4 | ['FIT' 'WST'] |  | 0 | Material
M393A4K40CB2-CVF-NC |  |  |  |  | DDR4RG32GB29R2 |  | DIMM | DDR4 | ['FIT'] |  | 0 | Material
M393A4K40DB2-CVF | 2012900185 |  | M393A4K40DB2-CVF | M393A4K40DB2-CVF | DDR4RG32GB29R2 |  | DIMM | DDR4 | ['FIT' 'MW' 'WST'] |  | 0 | Material
M393A4K40DB3-CWE | 2012900186 |  |  | M393A4K40DB3-CWE | DDR4RG32GB29R2 |  | DIMM | DDR4 | ['FIT' 'MW' 'WST'] |  | 0 | Material
M393A4K40DB3-CWE-NC |  |  |  |  | DDR4R32 32G 2R4 |  | DIMM | DDR4 | ['FIT'] |  | 0 | Material
M393A4K40EB3-CWE | 2013541171 |  | M393A4K40EB3-CWE | M393A4K40EB3-CWE | DDR4R32G32R2 |  | DIMM | DDR4 | ['MW' 'WST' 'FIT'] |  | 0 | Material
M393A8G40AB2-CVF | 2012900189 |  | M393A8G40AB2-CVF | M393A8G40AB2-CVF | DDR4RG64GB29R2 |  | DIMM | DDR4 | ['FIT' 'MW' 'WST'] |  | 0 | Material
M393A8G40AB2-CWE | 2012913068 |  |  | M393A8G40AB2-CWE | DDR4R64G32R2 |  | DIMM | DDR4 | ['FIT' 'MW' 'WST'] |  | 0 | Material
M393A8G40AB2-CWE-NC |  |  |  |  | DDR4R32 64G 2R4 |  | DIMM | DDR4 | ['FIT'] |  | 0 | Material
M393A8G40BB4-CWE | 2013541361 |  | M393A8G40BB4-CWE | M393A8G40BB4-CWE | DDR4R64G32R2 |  | DIMM | DDR4 | ['FIT' 'MW' 'WST'] |  | 0 | Material
M393A8G40MB2-CVF | 2012900190 |  |  | M393A8G40MB2-CVF | DDR4RG64GB29R2 |  | DIMM | DDR4 | ['FIT' 'WST'] |  | 0 | Material
M393A8K40B22-CWD | 2012942864 |  | M393A8K40B22-CWD | M393A8K40B22-CWD | DDR4RG64GB26_3DS_L |  | DIMM | DDR4 | ['FIT' 'MW' 'WST'] |  | 0 | Material
M393AAG40M32-CAE | 2012913071 |  |  | M393AAG40M32-CAE | DDR4R128G32R43D |  | DIMM | DDR4 | ['FIT' 'MW' 'WST'] |  | 0 | Material
M393AAK40B42-CWD |  |  |  |  | DDR4RG128GB26_3DS_L |  | DIMM | DDR4 | ['FIT'] |  | 0 | Material
M393ABG40M52-CAE | 2012913073 |  | M393ABG40M52-CAE |  | DDR4R256G32R83D |  | DIMM | DDR4 | ['FIT' 'MW' 'WST'] |  | 0 | Material
M393B1G73QH0-CMA |  |  |  |  | DDR3RG_8GB1866R |  | DIMM | DDR3 | ['FIT'] |  | 0 | Material
M393B2G70EB0-CMA |  |  |  |  | B4925_SMX |  | DIMM | DDR3 | ['FIT'] |  | 0 | Material
M393B2K70DM0-YF8 |  |  |  |  | DIMM-16GB LV |  | DIMM | DDR3 | ['FIT'] |  | 0 | Material
MBD-X12DGO-6 |  |  |  |  | Mother Board |  | BB/Enclosure | Mechanical | ['FIT'] |  | 0 | Material
MBD-X12DGO-6-FL02T-P |  |  |  |  | MOTHER BOARD |  | Small parts | MB | ['FIT'] |  | 0 | Material
MBD-X9DRG-HF-B |  |  |  |  | MAIN BOARD |  | Small parts | Spare parts | ['FIT'] |  | 0 | Material
MC-CNA112E-F |  |  |  |  | MC-CNA112E |  | IO card | Fiber Channel Controller | ['FIT'] |  | 0 | Material
MC-FC162E |  |  |  |  | 16G FC Mezzanine Card |  | Small parts | Blade option | ['FIT'] |  | 0 | Material
MC-FC82E |  |  |  |  | FC MEZZA CARD |  | IO card | others | ['FIT'] |  | 0 | Material
MCP-220-00047-0B |  |  |  |  | 2.5 HDD Tray |  | Small parts | HX/LX opution | ['FIT'] |  | 0 | Material
MCP-220-84701-0N |  |  |  |  | Internal HDD tray |  | Small parts | HX/LX opution | ['FIT'] |  | 0 | Material
MCP-240-00127-0N |  |  |  |  | FBU Bracket |  | Small parts | Small parts | ['FIT'] |  | 0 | Material
MCP-290-00180-0N |  |  |  |  | IA-SERVER FTS-US$ |  | Small parts | Small parts | ['FIT'] |  | 0 | Material
MEL:MC2210411-SR4 |  |  |  |  | MEL OPT.TRANSCEIVER QSFP 40G MMF |  | IO card | Optical Transceiver | ['FIT'] |  | 0 | Material
MEL:MC2210411-SR4L |  |  |  |  | MEL OPT.TRANSCEIVER QSFP 40G MMF |  | IO card | Optical Transceiver | ['FIT'] |  | 0 | Material
MEL:MCX4121A-ACAT | 10602326658 | MEL:MCX4121A-ACAT | MEL:MCX4121A-ACAT | MEL:MCX4121A-ACAT | MCX4 LX 2X 25/10GBE PCIE | 50 | IO card | LAN Controller Card | ['FIT' 'MW' 'WST'] | KABE | 0 | Material
MEL:MCX415A-CCAT | 10602326663 | MEL:MCX415A-CCAT | MEL:MCX415A-CCAT | MEL:MCX415A-CCAT | MCX4 EN 1X 100GBE PCIE | 50 | IO card | LAN Controller Card | ['FIT' 'MW' 'WST'] | KABE | 0 | Material
MEL:MCX416A-BCAT | 10602326660 | MEL:MCX416A-BCAT |  | MEL:MCX416A-BCAT | MCX4 EN 2X 40/10GBE PCIE | 50 | IO card | LAN Controller Card | ['FIT' 'WST'] | KABE | 0 | Material
MEL:MCX4421A-ACQN | 10602380358 | MEL:MCX4421A-ACQN |  |  | MCX4 LXÂ 2X 25/10GBE OCP | 80 | IO card | LAN Controller Card | ['FIT'] | KABE | 0 | Material
MEL:MCX4621A-ACAB | 10602747127 | MEL:MCX4621A-ACAB | MEL:MCX4621A-ACAB | MEL:MCX4621A-ACAB | MCX4-LX DA2 2X 25G SFP28 OCPV3 | 50 | IO card | LAN Controller Card | ['FIT' 'MW' 'WST'] | KABE | 0 | Material
MEL:MCX623106AN-CDAT | 10602747183 | MEL:MCX623106AN-CDAT |  | MEL:MCX623106AN-CDAT | MCX6 DX 2X 100GBE QSFP28 PCIE | 50 | IO card | LAN Controller Card | ['FIT' 'MW' 'WST'] | KABE | 0 | Material
MEL:MCX623436AN-CDAB | 10602747176 | MEL:MCX623436AN-CDAB |  | MEL:MCX623436AN-CDAB | MCX6 DX 2X 100GBE QSFP28 OCPV3 | 50 | IO card | LAN Controller Card | ['FIT' 'MW' 'WST'] | KABE | 0 | Material
MEL:MCX631102AN-ADAT | 10603436144 | MEL:MCX631102AN-ADAT |  | MEL:MCX631102AN-ADAT | MCX6-LX 25G SFP28 PCIE | 50 | IO card | LAN Controller Card | ['FIT' 'MW' 'WST'] | KABE | 0 | Material
MEL:MCX631432AN-ADAB | 10603436143 | MEL:MCX631432AN-ADAB |  | MEL:MCX631432AN-ADAB | MCX6-LX 25G SFP28 OCPV3 | 50 | IO card | LAN Controller Card | ['FIT' 'MW' 'WST'] | KABE | 0 | Material
MEL:MMA1B00-B150D | 10602657605 | MEL:MMA1B00-B150D | MEL:MMA1B00-B150D | MEL:MMA1B00-B150D | QSFP+ TRANSCEIVER 40G SR4 MPO 850NM | 50 | IO card | Optical Transceiver | ['FIT' 'MW' 'WST'] | KABE | 0 | Material
MEL:MMA1B00-C100D | 10602326664 | MEL:MMA1B00-C100D | MEL:MMA1B00-C100D | MEL:MMA1B00-C100D | MEL OPT.TRANSCEIVER QSFP28 100G MMF | 50 | IO card | Optical Transceiver | ['FIT' 'MW' 'WST'] | KABE | 0 | Material
MEL:MMA1L10-CR | 10603224470 | MEL:MMA1L10-CR | MEL:MMA1L10-CR | MEL:MMA1L10-CR | MEL OPT.TRANSCEIVER QSFP28 100G LR4 | 50 | IO card | Optical Transceiver | ['FIT' 'MW' 'WST'] | KABE | 0 | Material
MEL:MMA2L20-AR | 10603224471 | MEL:MMA2L20-AR | MEL:MMA2L20-AR | MEL:MMA2L20-AR | MEL OPT.TRANSCEIVER SFP28 25G LR | 50 | IO card | Optical Transceiver | ['FIT' 'MW' 'WST'] | KABE | 0 | Material
MEL:MMA2P00-AS | 10602326659 | MEL:MMA2P00-AS |  | MEL:MMA2P00-AS | MEL OPT.TRANSCEIVER SFP28 25G MMF | 50 | IO card | Optical Transceiver | ['FIT' 'MW' 'WST'] | KABE | 0 | Material
MEL:MMS1C10-CM | 10602326665 | MEL:MMS1C10-CM | MEL:MMS1C10-CM |  | MEL OPT.TRANSCEIVER QSFP28 100G SMF | 50 | IO card | Optical Transceiver | ['FIT' 'MW'] | KABE | 0 | Material
MITAC-EXCESS-2023-3Q |  |  |  |  | SCRAP |  | Others | Others | ['FIT'] |  | 0 | Material
MM#999V8G |  |  |  |  | 64BIT.CPU MPU |  | CPU | Others | ['FIT'] |  | 0 | Material
MM#99AC53 |  |  |  |  | 64BIT.CPU MPU |  | CPU | Others | ['FIT'] |  | 0 | Material
MM#99AWFC |  |  |  |  | C741 PCH |  | Chipset | Chipset | ['FIT'] |  | 0 | Material
MM#99C369 |  |  |  |  | C266 |  | Chipset | Chipset | ['FIT'] |  | 0 | Material
MOI:MTFDDAK1T9TDC | 10602471511 | MOI:MTFDDAK1T9TDC |  | MOI:MTFDDAK1T9TDC | 2.5" 1.92TB SSD SATA RI MLC | 50 | HDD/SSD | SSD | ['FIT' 'WST'] | KABE | 0 | Material
MOI:MTFDDAK1T9TDS | 10602729443 | MOI:MTFDDAK1T9TDS |  | MOI:MTFDDAK1T9TDS | SFF SATA 1.92TB 5300PRO | 50 | HDD/SSD | SSD | ['FIT' 'WST'] | KABE | 0 | Material
MOI:MTFDDAK1T9TDT | 10602729449 | MOI:MTFDDAK1T9TDT |  | MOI:MTFDDAK1T9TDT | SFF SATA 1.92TB 5300MAX | 50 | HDD/SSD | SSD | ['FIT' 'WST'] | KABE | 0 | Material
MOI:MTFDDAK1T9TGA | 10603258053 | MOI:MTFDDAK1T9TGA | MOI:MTFDDAK1T9TGA | MOI:MTFDDAK1T9TGA | SFF SATA 1.92TB 5400PRO | 50 | HDD/SSD | SSD | ['FIT' 'MW' 'WST'] | KABE | 0 | Material
MOI:MTFDDAK1T9TGB | 10603259328 | MOI:MTFDDAK1T9TGB | MOI:MTFDDAK1T9TGB | MOI:MTFDDAK1T9TGB | SFF SATA 1.92TB 5400MAX | 50 | HDD/SSD | SSD | ['FIT' 'MW' 'WST'] | KABE | 0 | Material
MOI:MTFDDAK240TCB | 10602471508 | MOI:MTFDDAK240TCB |  | MOI:MTFDDAK240TCB | 2.5" 240GB SSD SATA RI MLC | 75 | HDD/SSD | SSD | ['FIT' 'WST'] | KABE | 0 | Material
MOI:MTFDDAK240TDS | 10602729440 | MOI:MTFDDAK240TDS |  | MOI:MTFDDAK240TDS | SFF SATA 240GB 5300PRO | 50 | HDD/SSD | SSD | ['FIT' 'WST'] | KABE | 0 | Material
MOI:MTFDDAK240TDT | 10602729446 | MOI:MTFDDAK240TDT | MOI:MTFDDAK240TDT |  | 240GB SATA SSD | 50 | HDD/SSD | SSD | ['FIT' 'MW' 'WST'] | KABE | 0 | Material
MOI:MTFDDAK240TGA | 10603258050 | MOI:MTFDDAK240TGA | MOI:MTFDDAK240TGA | MOI:MTFDDAK240TGA | SFF SATA RI 240GB | 50 | HDD/SSD | SSD | ['FIT' 'MW' 'WST'] | KABE | 0 | Material
MOI:MTFDDAK3T8TDC |  |  |  |  | 2.5" 3.84TB SSD SATA RI MLC |  | HDD/SSD | SSD | ['FIT'] |  | 0 | Material
MOI:MTFDDAK3T8TDC-NC |  |  |  |  | HDD(ï½¶ï½¸ï¾ƒï½²ï¾„ï¾˜ï¾‹ï½·)POï½¼ï¾žï¾„ï¾žï½³ï¾šï¾ï½¹ï½² |  | HDD/SSD | SSD | ['FIT'] |  | 0 | Material
MOI:MTFDDAK3T8TDS | 10602729444 | MOI:MTFDDAK3T8TDS |  | MOI:MTFDDAK3T8TDS | SFF SATA 3.84TB 5300PRO | 50 | HDD/SSD | SSD | ['FIT' 'WST'] | KABE | 0 | Material
MOI:MTFDDAK3T8TDT | 10602729450 | MOI:MTFDDAK3T8TDT |  | MOI:MTFDDAK3T8TDT | SFF SATA 3.84TB 5300MAX | 50 | HDD/SSD | SSD | ['FIT' 'MW' 'WST'] | KABE | 0 | Material
MOI:MTFDDAK3T8TGA | 10603259324 | MOI:MTFDDAK3T8TGA | MOI:MTFDDAK3T8TGA | MOI:MTFDDAK3T8TGA | SFF SATA 3.84TB 5400PRO | 50 | HDD/SSD | SSD | ['FIT' 'MW' 'WST'] | KABE | 0 | Material
MOI:MTFDDAK3T8TGB | 10603259329 | MOI:MTFDDAK3T8TGB | MOI:MTFDDAK3T8TGB | MOI:MTFDDAK3T8TGB | SFF SATA 3.84TB 5400MAX | 50 | HDD/SSD | SSD | ['FIT' 'MW' 'WST'] | KABE | 0 | Material
MOI:MTFDDAK480TDC | 10602471509 | MOI:MTFDDAK480TDC |  | MOI:MTFDDAK480TDC | 2.5" 480GB SSD SATA RI MLC | 75 | HDD/SSD | SSD | ['FIT' 'WST'] | KABE | 0 | Material
MOI:MTFDDAK480TDS | 10602729441 | MOI:MTFDDAK480TDS |  | MOI:MTFDDAK480TDS | SFF SATA 480GB 5300PRO | 50 | HDD/SSD | SSD | ['FIT' 'MW' 'WST'] | KABE | 0 | Material
MOI:MTFDDAK480TDT | 10602729447 | MOI:MTFDDAK480TDT |  | MOI:MTFDDAK480TDT | SFF SATA 480GB 5300MAX | 50 | HDD/SSD | SSD | ['FIT' 'WST'] | KABE | 0 | Material
MOI:MTFDDAK480TGA | 10603258051 | MOI:MTFDDAK480TGA | MOI:MTFDDAK480TGA | MOI:MTFDDAK480TGA | SFF SATA 480GB 5400PRO | 50 | HDD/SSD | SSD | ['FIT' 'MW' 'WST'] | KABE | 0 | Material
MOI:MTFDDAK480TGB | 10603259326 | MOI:MTFDDAK480TGB | MOI:MTFDDAK480TGB | MOI:MTFDDAK480TGB | SFF SATA 480GB 5400MAX | 50 | HDD/SSD | SSD | ['FIT' 'MW' 'WST'] | KABE | 0 | Material
MOI:MTFDDAK7T6TDC | 10602471513 | MOI:MTFDDAK7T6TDC |  | MOI:MTFDDAK7T6TDC | 2.5" 7.68TB SSD SATA RI MLC | 50 | HDD/SSD | SSD | ['FIT' 'WST'] | KABE | 0 | Material
MOI:MTFDDAK7T6TDS | 10602729445 | MOI:MTFDDAK7T6TDS |  | MOI:MTFDDAK7T6TDS | SFF SATA 7.68TB 5300PRO | 50 | HDD/SSD | SSD | ['FIT' 'WST'] | KABE | 0 | Material
MOI:MTFDDAK7T6TGA | 10603259325 | MOI:MTFDDAK7T6TGA |  | MOI:MTFDDAK7T6TGA | SFF SATA 7.68TB 5400PRO | 50 | HDD/SSD | SSD | ['FIT' 'MW' 'WST'] | KABE | 0 | Material
MOI:MTFDDAK960TDC | 10602471510 | MOI:MTFDDAK960TDC |  | MOI:MTFDDAK960TDC | 2.5" 960GB SSD SATA RI MLC | 80 | HDD/SSD | SSD | ['FIT' 'WST'] | KABE | 0 | Material
MOI:MTFDDAK960TDS | 10602729442 | MOI:MTFDDAK960TDS |  | MOI:MTFDDAK960TDS | SFF SATA 960GB 5300PRO | 50 | HDD/SSD | SSD | ['FIT' 'WST'] | KABE | 0 | Material
MOI:MTFDDAK960TDT | 10602729448 | MOI:MTFDDAK960TDT |  | MOI:MTFDDAK960TDT | 960GB SATA SSD | 50 | HDD/SSD | SSD | ['FIT' 'MW' 'WST'] | KABE | 0 | Material
MOI:MTFDDAK960TGA | 10603258052 | MOI:MTFDDAK960TGA | MOI:MTFDDAK960TGA | MOI:MTFDDAK960TGA | SFF SATA 960GB 5400PRO | 50 | HDD/SSD | SSD | ['FIT' 'MW' 'WST'] | KABE | 0 | Material
MOI:MTFDDAK960TGB | 10603259327 | MOI:MTFDDAK960TGB | MOI:MTFDDAK960TGB | MOI:MTFDDAK960TGB | SFF SATA MU 960GB | 50 | HDD/SSD | SSD | ['FIT' 'MW' 'WST'] | KABE | 0 | Material
MOI:MTFDDAV240TCB | 10602471724 | MOI:MTFDDAV240TCB |  | MOI:MTFDDAV240TCB | M.2 SATA 240GB MOI 5100PRO | 50 | HDD/SSD | SSD | ['FIT' 'WST'] | KABE | 0 | Material
MOI:MTFDDAV240TDS | 10602729437 | MOI:MTFDDAV240TDS |  | MOI:MTFDDAV240TDS | M.2 SATA 240GB MOI 5300PRO | 50 | HDD/SSD | SSD | ['FIT' 'WST'] | KABE | 0 | Material
MOI:MTFDDAV480TCB |  |  |  |  | M.2 SATA 480GB MOI 5100PRO |  | HDD/SSD | SSD | ['FIT'] |  | 0 | Material
MOI:MTFDDAV480TDS | 10602729438 | MOI:MTFDDAV480TDS |  | MOI:MTFDDAV480TDS | M.2 SATA 480GB MOI 5300PRO | 50 | HDD/SSD | SSD | ['FIT' 'MW' 'WST'] | KABE | 0 | Material
MOI:MTFDKBA480TFR | 10603225146 | MOI:MTFDKBA480TFR |  | MOI:MTFDKBA480TFR | SSD PCIE4 480GB RI M.2 | 50 | HDD/SSD | SSD | ['FIT' 'WST' 'MW'] | KABE | 0 | Material
MOI:MTFDKBA960TFR | 10603225147 | MOI:MTFDKBA960TFR |  | MOI:MTFDKBA960TFR | SSD PCIE4 960GB RI M.2 | 50 | HDD/SSD | SSD | ['FIT' 'WST'] | KABE | 0 | Material
MT18JSF25672PZ-1G4G1 |  |  |  |  | DIMM-2GB |  | DIMM | DDR3 | ['FIT'] |  | 0 | Material
MT18KSF51272AZ-1G6K3 |  |  |  |  | DDR3EC_4GB1600X |  | DIMM | DDR3 | ['FIT'] |  | 0 | Material
MT18KSF51272PZ-1G6K2 |  |  |  |  | DDR3RG_4GB1600R |  | DIMM | DDR3 | ['FIT'] |  | 0 | Material
MT36KSF1G72PZ-1G6K2 |  |  |  |  | DDR3 8GB 1600 L |  | DIMM | DDR3 | ['FIT'] |  | 0 | Material
MT9JSF12872AZ-1G4G1 |  |  |  |  | DIMM-1GB |  | DIMM | DDR3 | ['FIT'] |  | 0 | Material
MT9KSF25672AZ-1G6K2 |  |  |  |  | DDR3EC_2GB1600X |  | DIMM | DDR3 | ['FIT'] |  | 0 | Material
MTA144ASQ16G72LSZ-2S9E1 |  |  |  |  | DDR4LR_128GB_29R8 |  | DIMM | DDR4 | ['FIT'] |  | 0 | Material
MTA18ASF1G72PZ-2G6F1 | 2012942859 |  | MTA18ASF1G72PZ-2G6F1 | MTA18ASF1G72PZ-2G6F1 | 8GBRDIMM |  | DIMM | DDR4 | ['FIT' 'MW' 'WST'] |  | 0 | Material
MTA18ASF2G72AZ-2G6D1 |  |  |  |  | DDR4EC16GB2666_L |  | DIMM | DDR4 | ['FIT'] |  | 0 | Material
MTA18ASF2G72AZ-3G2R1 |  |  |  |  | DDR4EC16G32R2 |  | DIMM |  | ['FIT'] |  | 0 | Material
MTA18ASF2G72PDZ-2G6D1 | 2013211692 |  | MTA18ASF2G72PDZ-2G6D | MTA18ASF2G72PDZ-2G6D1 | B5025_MOI |  | DIMM | DDR4 | ['FIT' 'MW' 'WST'] |  | 0 | Material
MTA18ASF2G72PDZ-3G2E1 | 2012912971 |  |  | MTA18ASF2G72PDZ-3G2E1 | DDR4R16G32R2 |  | DIMM | DDR4 | ['FIT' 'WST'] |  | 0 | Material
MTA18ASF2G72PDZ-3G2R1 | 2013549310 |  | MTA18ASF2G72PDZ-3G2R | MTA18ASF2G72PDZ-3G2R1 | DDR4R16G32R2 |  | DIMM | DDR4 | ['FIT' 'MW' 'WST'] |  | 0 | Material
MTA18ASF2G72PZ-2G9E1 | 2012900177 |  | MTA18ASF2G72PZ-2G9E1 | MTA18ASF2G72PZ-2G9E1 | DDR4RG16GB29R1 |  | DIMM | DDR4 | ['FIT' 'MW' 'WST'] |  | 0 | Material
MTA18ASF2G72PZ-3G2R1 | 2013549309 |  | MTA18ASF2G72PZ-3G2R1 |  | DDR4R16G32R1 |  | DIMM | DDR4 | ['MW'] |  | 0 | Material
MTA36ASF2G72PZ-2G6F1 |  |  |  |  | DDR2-SODIMM |  | DIMM | DDR2 | ['FIT'] |  | 0 | Material
MTA36ASF4G72PZ-2G9E2 | 2012900183 |  | MTA36ASF4G72PZ-2G9E2 | MTA36ASF4G72PZ-2G9E2 | DDR4RG32GB29R2 |  | DIMM | DDR4 | ['FIT' 'MW' 'WST'] |  | 0 | Material
MTA36ASF4G72PZ-2G9E2/FIT |  |  |  |  | EOL DDR4-2933 32GB 2R M |  | DIMM | DDR4 | ['FIT'] |  | 0 | Material
MTA36ASF4G72PZ-3G2E7 | 2012913067 |  |  | MTA36ASF4G72PZ-3G2E7 | DDR4R32G32R2 |  | DIMM | DDR4 | ['FIT' 'MW' 'WST'] |  | 0 | Material
MTA36ASF4G72PZ-3G2R1 | 2013549311 |  |  | MTA36ASF4G72PZ-3G2R1 | DDR4R32G32R2 |  | DIMM | DDR4 | ['FIT' 'MW' 'WST'] |  | 0 | Material
MTA36ASF8G72PZ-3G2E1 | 2013018070 |  |  | MTA36ASF8G72PZ-3G2E1 | DDR4R64G32R2 |  | DIMM | DDR4 | ['FIT' 'WST'] |  | 0 | Material
MTA36ASF8G72PZ-3G2F1 | 2013549312 |  | MTA36ASF8G72PZ-3G2F1 | MTA36ASF8G72PZ-3G2F1 | DDR4R64G32R2 |  | DIMM | DDR4 | ['MW' 'WST' 'FIT'] |  | 0 | Material
MTA72ASS8G72LZ-2G9D1 |  |  |  |  | DDR4LR_64GB_29R4 |  | DIMM | DDR4 | ['FIT'] |  | 0 | Material
MTA9ASF1G72AZ-3G2R1 | 2013607834 |  | MTA9ASF1G72AZ-3G2R1 | MTA9ASF1G72AZ-3G2R1 | DDR4EC8G32R1 |  | DIMM | DDR4 | ['FIT' 'MW' 'WST'] |  | 0 | Material
MTA9ASF1G72PZ-2G9E1 |  |  |  |  | DDR4RG8GB2933R1 |  | DIMM | DDR4 | ['FIT'] |  | 0 | Material
MTA9ASF1G72PZ-3G2E2 | 2012912968 |  |  | MTA9ASF1G72PZ-3G2E2 | DDR4R8G32R1 |  | DIMM | DDR4 | ['FIT' 'WST'] |  | 0 | Material
MTA9ASF51272AZ-2G3B1 |  |  |  |  | DDR4EC4GB2400_L |  | DIMM | DDR4 | ['FIT'] |  | 0 | Material
MTM018294 | 10602882091 | MTM018294 | MTM018294 | MTM018294 | INTERNAL LOCK BRACKET FOR MCX6 DX OCPV3 | 50 | IO card | LAN Controller Card | ['FIT' 'MW' 'WST'] | KABE | 0 | Material
MTM019137 | 10602882090 | MTM019137 | MTM019137 | MTM019137 | INTERNAL LOCK BRACKET FOR MCX4 LX OCPV3 | 50 | IO card | LAN Controller Card | ['FIT' 'MW' 'WST'] | KABE | 0 | Material
N630-7041-T221 |  |  |  |  | EOL/ï½ºï¾ˆï½¸ï¾€ |  | Small parts | Small parts | ['FIT'] |  | 0 | Material
NC14004-B392/F-R |  |  |  |  | KVM INTEG.KIT R |  | Small parts | KVM | ['FIT'] |  | 0 | Material
NC14012-B506/ES-R |  |  |  |  | RC25 43CM/17" T |  | Small parts | Small parts | ['FIT'] |  | 0 | Material
NC14012-B506/FR-R |  |  |  |  | RC25 43CM/17" T |  | Small parts | Small parts | ['FIT'] |  | 0 | Material
NC14012-B506/UK-R |  |  |  |  | RC25 43CM/17" T |  | Small parts | Small parts | ['FIT'] |  | 0 | Material
NC14012-B506/US-R |  |  |  |  | Rack Console |  | Small parts | Small parts | ['FIT'] |  | 0 | Material
NMA1XXD128GPSU4 |  |  |  |  | DCPMM128GB2666 |  | DIMM | DDR4 | ['FIT'] |  | 0 | Material
NMA1XXD128GPSUF | 2012900196 |  |  | NMA1XXD128GPSUF | DCPMM128GB2666 |  | DIMM | DDR4 | ['FIT' 'WST'] |  | 0 | Material
NMA1XXD256GPSU4 |  |  |  |  | DCPMM256GB2666 |  | DIMM | DDR4 | ['FIT'] |  | 0 | Material
NMA1XXD256GPSUF | 2012900198 |  |  | NMA1XXD256GPSUF | DCPMM256GB2666 |  | DIMM | DDR4 | ['FIT' 'WST'] |  | 0 | Material
NMA1XXD512GPSUF | 2012900200 |  |  | NMA1XXD512GPSUF | DCPMM512GB2666 |  | DIMM | DDR4 | ['FIT' 'WST'] |  | 0 | Material
NMB1XXD128GPSU4 | 2012953267 |  | NMB1XXD128GPSU4 | NMB1XXD128GPSU4 | OPTAINPMEM128GB3200 |  | DIMM | DDR4 | ['FIT' 'MW' 'WST'] |  | 0 | Material
NMB1XXD256GPSU4 | 2012953269 |  | NMB1XXD256GPSU4 | NMB1XXD256GPSU4 | OPTAINPMEM256GB3200 |  | DIMM | DDR4 | ['FIT' 'MW' 'WST'] |  | 0 | Material
NMB1XXD512GPSU4 | 2012953270 |  | NMB1XXD512GPSU4 | NMB1XXD512GPSU4 | OPTAINPMEM512GB3200 |  | DIMM | DDR4 | ['FIT' 'MW' 'WST'] |  | 0 | Material
NSO:SDSDQAF3-016G-I | 10602396755 | NSO:SDSDQAF3-016G-I | NSO:SDSDQAF3-016G-I | NSO:SDSDQAF3-016G-I | 16GB MICRO SDHC CARD | 50 | HDD/SSD | SSD | ['MW' 'WST'] | KABE | 0 | Material
NSO:SDSDQAF3-016G-I/M |  |  |  |  | 16GB MICRO SDHC CARD |  | Small parts | Small parts | ['FIT'] |  | 0 | Material
NSO:SDSDQAF3-064G-I | 10602396756 | NSO:SDSDQAF3-064G-I | NSO:SDSDQAF3-064G-I | NSO:SDSDQAF3-064G-I | 64GB MICRO SDXC CARD | 50 | HDD/SSD | SSD | ['FIT' 'MW' 'WST'] | KABE | 0 | Material
OC10-SR-OPT-2-F |  |  |  |  | SFP+ Module Skyhawk |  | IO card | Fiber Channel Controller | ['FIT'] |  | 0 | Material
OC40-SR4-OPT-1-F |  |  |  |  | OC40-SR4-OPT-1F |  | Small parts | Fiber Channel Controller | ['FIT'] |  | 0 | Material
OCE14102-NX-F |  |  |  |  | LAN 10GB-SR ChaepEdition(PLAN OCE14102) |  | Small parts | Fiber Channel Controller | ['FIT'] |  | 0 | Material
OCE14102-UX-F |  |  |  |  | FCoE Card |  | Small parts | Fiber Channel Controller | ['FIT'] |  | 0 | Material
OCE14102B-NT-F |  |  |  |  | PLAN OCE14102 N |  | IO card | LAN Controller Card | ['FIT'] |  | 0 | Material
OCE14401B-UX-F |  |  |  |  | CNA OCE14401 SK |  | Small parts | Fiber Channel Controller | ['FIT'] |  | 0 | Material
OCEC14102-UX-F-3YRSUPBDL |  |  |  |  | PCNA OCEC14102 |  | IO card | LAN Controller Card | ['FIT'] |  | 0 | Material
P3AG-1202-02 |  |  |  |  | SANï½½ï½²ï½¯ï¾ BROCADE |  | Small parts | Small parts | ['FIT'] |  | 0 | Material
P3AG-4512-01/SC |  |  |  |  | SETUP GUIDE J |  | Small parts | Manual | ['FIT'] |  | 0 | Material
P3AG-5012-02XA |  |  |  |  | SAFETY INFORMAT |  | Small parts | Small parts | ['FIT'] |  | 0 | Material
P3AG-5022-01EN |  |  |  |  | PERCHLORATE |  | Small parts | Small parts | ['FIT'] |  | 0 | Material
P3AG-5032-01EN |  |  |  |  | CHINA ROHS |  | Small parts | Small parts | ['FIT'] |  | 0 | Material
P3AM-7872-11 |  |  |  |  | /GE FUJITSU STO |  | Small parts | Small parts | ['FIT'] |  | 0 | Material
P3AM-7872-11EN |  |  |  |  | /GE FUJITSU STO |  | Small parts | Small parts | ['FIT'] |  | 0 | Material
P3AM-9452-06 |  |  |  |  | FUJITSU STORAGE |  | Small parts | Small parts | ['FIT'] |  | 0 | Material
PG-HAIKYAKU-2310/FIT |  |  |  |  | IA-SERVER2310 |  | Others | Scrap cost | ['FIT'] |  | 0 | Material
PG-HAIKYAKU-2311/FIT |  |  |  |  | IA-SERVER2311 |  | Others | Others | ['FIT'] |  | 0 | Material
PG-HAIKYAKU-2312/FIT |  |  |  |  | IA-SERVER2312 |  | Others | Others | ['FIT'] |  | 0 | Material
PG-HAIKYAKU-2401/FIT |  |  |  |  | IA-SERVER2401 |  | Others | Scrap cost | ['FIT'] |  | 0 | Material
PG-HAIKYAKU-2402/FIT |  |  |  |  | IA-SERVER2402 |  | Others | Scrap cost | ['FIT'] |  | 0 | Material
PG-HAIKYAKU-2403/FIT |  |  |  |  | IA-SERVER2403 |  | Others |  | ['FIT'] |  | 1 | no material
PG_FIT |  |  |  |  | Primergy6000_FIT |  |  |  | ['FIT'] |  | 0 | Material
PQ_FIT |  |  |  |  | PrimeQuest_FIT |  |  |  | ['FIT'] |  | 0 | Material
PWS-1K81P-1R |  |  |  |  | PSU (1800W) |  | Small parts | HX/LX opution | ['FIT'] |  | 0 | Material
PWS-2K21G-2R |  |  |  |  | AC-DC 2200W |  | Small parts | Small parts | ['FIT'] |  | 0 | Material
PWS-3K02G-2R |  |  |  |  | PSU |  | Small parts | PSU | ['FIT'] |  | 0 | Material
PY-BA24SC | 10603110528 | PY-BA24SC |  |  | UPGRADE KIT 4X 2.5 | 50 |  |  | ['WST'] | ZZVV | 3 | SOI/L-part
PY-BA24SD | 10603083550 | PY-BA24SD |  | PY-BA24SD | OPT. 4X2.5 HDD | 50 |  |  | ['WST'] | ZZVV | 3 | SOI/L-part
PY-BA28SM | 10603104177 | PY-BA28SM |  |  | 8X2.5 EXPANDER MID | 50 |  |  | ['WST'] | ZZVV | 3 | SOI/L-part
PY-BA28SN | 10603104178 | PY-BA28SN |  |  | 8X2.5 ACC | 50 |  |  | ['WST'] | ZZVV | 3 | SOI/L-part
PY-BA28SR | 10603476769 | PY-BA28SR |  |  | OPT. 8X2.5" HDD MID DRIVE _SAS EXPANDER | 50 |  |  | ['WST'] | ZZVV | 3 | SOI/L-part
PY-BA28SS | 10603476770 | PY-BA28SS |  | PY-BA28SS | OPT. 8X2.5" HDD MOUNTED IN UPPER DRIVE | 50 |  |  | ['WST'] | ZZVV | 3 | SOI/L-part
PY-BA34S8 | 10603104175 | PY-BA34S8 |  |  | 4X3.5 MID | 50 |  |  | ['WST'] | ZZVV | 3 | SOI/L-part
PY-BA34S9 | 10603104176 | PY-BA34S9 |  |  | 4X3.5 EXPANDER ACC | 50 |  |  | ['WST'] | ZZVV | 3 | SOI/L-part
PY-BBG04 | 10603350062 | PY-BBG04 |  |  | GEN3 FUJITSU BATTERY UNIT | 50 |  |  | ['WST'] | ZZVV | 3 | SOI/L-part
PY-BH1T7B9 |  |  |  |  | HD BC-SATA 6G 1TB 7K2 512N HOT PL LFF |  |  |  | ['WST'] |  | 3 | SOI/L-part
PY-BH2T2B4 |  |  |  |  | HD BC-SATA 6G 2T 7K2 512N NON-HOT PL LFF |  |  |  | ['WST'] |  | 3 | SOI/L-part
PY-BH2T7B9 |  |  |  |  | HD BC-SATA 6G 2TB 7K2 512N HOT PL LFF |  |  |  | ['WST'] |  | 3 | SOI/L-part
PY-BH2T7BA | 10603541084 | PY-BH2T7BA |  |  | HD BC-SATA 6G 2TB 7K2 512N HOT PL LFF | 50 |  |  | ['WST'] | ZZVV | 3 | SOI/L-part
PY-BH4T2B4 |  |  |  |  | HD BC-SATA 6G 4T 7K2 512N NON-HOT PL LFF |  |  |  | ['WST'] |  | 3 | SOI/L-part
PY-BH4T7B9 | 2013027196 |  |  | PY-BH4T7B9 | HD BC-SATA 6G 4TB 7K2 512N HOT PL LFF |  |  |  | ['WST'] |  | 3 | SOI/L-part
PY-BH4T7BA | 10603541086 | PY-BH4T7BA |  |  | HD BC-SATA 6G 4TB 7K2 512N HOT PL LFF | 50 |  |  | ['WST'] | ZZVV | 3 | SOI/L-part
PY-BH6T7EA | 10603541094 | PY-BH6T7EA |  |  | HD BC-SATA 6G 6TB 7K2 512E HOT PL LFF | 50 |  |  | ['WST'] | ZZVV | 3 | SOI/L-part
PY-BHCT7E4 | 2013027200 |  |  | PY-BHCT7E4 | HD SATA 6G 12TB 7.2K 512E HOT PL LFF |  |  |  | ['WST'] |  | 3 | SOI/L-part
PY-BHET7E4 |  |  |  |  | HD SATA 6G 14TB 7.2K 512E HOT PL LFF |  |  |  | ['WST'] |  | 3 | SOI/L-part
PY-BHJT7E2 |  |  |  |  | HD SATA 6G 18TB 7.2K 512E HOT PL 3.5" BC |  |  |  | ['WST'] |  | 3 | SOI/L-part
PY-BS16PD6 |  |  |  |  | SSD PCIE4 SFF MU 1.6TB |  |  |  | ['WST'] |  | 3 | SOI/L-part
PY-BS16PDB | 10603436412 | PY-BS16PDB |  |  | SSD PCIE5 SFF MU 1.6TB | 50 |  |  | ['WST'] | ZZVV | 3 | SOI/L-part
PY-BS16PDC | 10603436440 | PY-BS16PDC |  |  | SSD PCIE5 SFF MU 1.6TB | 50 |  |  | ['WST'] | ZZVV | 3 | SOI/L-part
PY-BS19PE6 |  |  |  |  | SSD PCIE4 SFF RI 1.92TB |  |  |  | ['WST'] |  | 3 | SOI/L-part
PY-BS19PEB | 10603436464 | PY-BS19PEB |  |  | SSD PCIE5 SFF RI 1.92TB | 50 |  |  | ['WST'] | ZZVV | 3 | SOI/L-part
PY-BS32PD6 |  |  |  |  | SSD PCIE4 SFF MU 3.2TB |  |  |  | ['WST'] |  | 3 | SOI/L-part
PY-BS32PDB | 10603436434 | PY-BS32PDB |  |  | SSD PCIE5 SFF MU 3.2TB | 50 |  |  | ['WST'] | ZZVV | 3 | SOI/L-part
PY-BS32PDD | 10603436450 | PY-BS32PDD |  |  | SSD PCIE5 SFF MU 3.2TB | 50 |  |  | ['WST'] | ZZVV | 3 | SOI/L-part
PY-BS38PE6 | 2012907916 |  |  | PY-BS38PE6 | SSD PCIE4 SFF RI 3.84TB |  |  |  | ['WST'] |  | 3 | SOI/L-part
PY-BS38PEA | 10603436458 | PY-BS38PEA |  |  | SSD PCIE5 SFF RI 3.84TB | 50 |  |  | ['WST'] | ZZVV | 3 | SOI/L-part
PY-BS38PEC | 10603436474 | PY-BS38PEC |  |  | SSD PCIE5 SFF RI 3.84TB | 50 |  |  | ['WST'] | ZZVV | 3 | SOI/L-part
PY-BS48PEA | 2013305895 |  |  | PY-BS48PEA | SSD PCIE4 M.2 RI 480GB |  |  |  | ['WST'] |  | 3 | SOI/L-part
PY-BS64PDB | 10603436436 | PY-BS64PDB |  | PY-BS64PDB | SSD PCIE5 SFF MU 6.4TB | 50 |  |  | ['WST'] | ZZVV | 3 | SOI/L-part
PY-BS64PDC | 10603436444 | PY-BS64PDC |  |  | SSD PCIE5 SFF MU 6.4TB | 50 |  |  | ['WST'] | ZZVV | 3 | SOI/L-part
PY-BS76PEB | 10603436468 | PY-BS76PEB |  |  | SSD PCIE5 SFF RI 7.68TB | 50 |  |  | ['WST'] | ZZVV | 3 | SOI/L-part
PY-BS80PF |  |  |  |  | SSD PCIE4 SFF WI 800GB |  |  |  | ['WST'] |  | 3 | SOI/L-part
PY-BS96PE6 |  |  |  |  | SSD PCIE4 SFF RI 960GB |  |  |  | ['WST'] |  | 3 | SOI/L-part
PY-BS96PEA |  |  |  |  | SSD PCIE4 M.2 RI 960GB |  |  |  | ['WST'] |  | 3 | SOI/L-part
PY-CBG012 | 10603224845 | PY-CBG012 |  |  | TX2550 M7 DOUBLE WIDTH GPGPU CABLE KIT | 50 |  |  | ['WST'] | ZZVV | 3 | SOI/L-part
PY-CBG013 | 10603224849 | PY-CBG013 |  |  | TX2550 M7 DOUBLE WIDTH GPGPU CABLE KIT 2 | 50 |  |  | ['WST'] | ZZVV | 3 | SOI/L-part
PY-CBG014 | 10603334146 | PY-CBG014 |  |  | RX2540M7 GPU POWER CABLE FOR H100/L40 | 50 |  |  | ['WST'] | ZZVV | 3 | SOI/L-part
PY-CBG015 | 10603334144 | PY-CBG015 |  | PY-CBG015 | RX2540M7 GPU POWER CABLE FOR A4500 | 50 |  |  | ['WST'] | ZZVV | 3 | SOI/L-part
PY-CBG016 | 10603334148 | PY-CBG016 |  |  | RX2540M7 GPU POWER CABLE | 50 |  |  | ['WST'] | ZZVV | 3 | SOI/L-part
PY-CBG017 | 10603352419 | PY-CBG017 |  |  | TX2550 M7 DOUBLE WIDTH GPGPU CABLE KIT 3 | 50 |  |  | ['WST'] | ZZVV | 3 | SOI/L-part
PY-CBG024 | 10603435334 | PY-CBG024 |  |  | NVIDIA L40 MOUNTING KIT | 50 |  |  | ['WST'] | ZZVV | 3 | SOI/L-part
PY-CBS079 | 10603147304 | PY-CBS079 |  | PY-CBS079 | CABLE KIT FOR EP5XXI/CP5XXI (RX2530M6) | 50 |  |  | ['WST'] | ZZVV | 3 | SOI/L-part
PY-CBS080 | 10603147305 | PY-CBS080 |  |  | CABLE KIT FOR EP6XXI/CP6XXI (RX2530M6) | 50 |  |  | ['WST'] | ZZVV | 3 | SOI/L-part
PY-CBS081 | 10603147306 | PY-CBS081 |  |  | CABLE KIT FOR EP5XXI/CP5XXI (RX2540M6) | 50 |  |  | ['WST'] | ZZVV | 3 | SOI/L-part
PY-CBS082 | 10603147307 | PY-CBS082 |  |  | CABLE KIT FOR EP6XXI/CP6XXI (RX2540M6) | 50 |  |  | ['WST'] | ZZVV | 3 | SOI/L-part
PY-CBS085 | 10603218272 | PY-CBS085 |  | PY-CBS085 | OPTION B: SAS CABLE FOR CP2100-8I | 50 |  |  | ['WST'] | ZZVV | 3 | SOI/L-part
PY-CBS086 | 10603218273 | PY-CBS086 |  | PY-CBS086 | OPTION C: SAS CBL FOR CP6XX/EP6XX/EP32XX | 50 |  |  | ['WST'] | ZZVV | 3 | SOI/L-part
PY-CBS094 | 10603289299 | PY-CBS094 |  |  | CABLE KIT FOR EP6XXI/CP6XXI W/SHORT | 50 |  |  | ['WST'] | ZZVV | 3 | SOI/L-part
PY-CBS097 | 10603289906 | PY-CBS097 |  |  | TX1330M5 CABLE KIT FOR EP6XXI/CP6XXI | 50 |  |  | ['WST'] | ZZVV | 3 | SOI/L-part
PY-CBS105 | 10603350524 | PY-CBS105 |  |  | PRAID CM500I M.2 CABLE FOR VMWARE | 50 |  |  | ['WST'] | ZZVV | 3 | SOI/L-part
PY-CBS106 | 10603419862 | PY-CBS106 |  |  | RX2530M7 CABLE KIT FOR CP2100-8I/CP5/EP5 | 50 |  |  | ['WST'] | ZZVV | 3 | SOI/L-part
PY-CBS107 | 10603419863 | PY-CBS107 |  | PY-CBS107 | CABLE KIT EP/CP6XXI EP7XXI/EP325X/CP2200 | 50 |  |  | ['WST'] | ZZVV | 3 | SOI/L-part
PY-CBS108 | 10603419874 | PY-CBS108 |  | PY-CBS108 | RX2540M7 CABLE KIT FOR CP2100-8I/CP5/EP5 | 50 |  |  | ['WST'] | ZZVV | 3 | SOI/L-part
PY-CBT008 | 10603082168 | PY-CBT008 |  |  | SATA COVERSION CABLE | 50 |  |  | ['WST'] | ZZVV | 3 | SOI/L-part
PY-CH2T7G4 |  |  |  |  | HD SAS 12G 2TB 7K2 512N HOT PL LFF BC |  |  |  | ['WST'] |  | 3 | SOI/L-part
PY-CH4T7G4 |  |  |  |  | HD SAS 12G 4TB 7K2 512N HOT PL LFF BC |  |  |  | ['WST'] |  | 3 | SOI/L-part
PY-CH4T7G6 | 10603541030 | PY-CH4T7G6 |  |  | HD SAS 12G 4TB 7K2 512N HOT PL LFF BC | 50 |  |  | ['WST'] | ZZVV | 3 | SOI/L-part
PY-CH8T7B9 | 10603541064 | PY-CH8T7B9 |  |  | HD SAS 12G 8TB 7K2 512E HOT PL LFF BC | 50 |  |  | ['WST'] | ZZVV | 3 | SOI/L-part
PY-CHCT7B7 |  |  |  |  | HD SAS 12G 12TB 7K2 512E HOT PL LFF BC |  |  |  | ['WST'] |  | 3 | SOI/L-part
PY-CHET7B6 |  |  |  |  | HD SAS 12G 14TB 7K2 512E HOT PL LFF BC |  |  |  | ['WST'] |  | 3 | SOI/L-part
PY-CHET7B8 | 10603541068 | PY-CHET7B8 |  |  | HD SAS 12G 14TB 7K2 512E HOT PL LFF BC | 50 |  |  | ['WST'] | ZZVV | 3 | SOI/L-part
PY-CHJT7B2 | 2013086271 |  |  | PY-CHJT7B2 | HD SAS 12G 18TB 7K2 512E LFF BC |  |  |  | ['WST'] |  | 3 | SOI/L-part
PY-COM08 |  |  |  |  | SERIAL PORT OPTION |  |  |  | ['WST'] |  | 3 | SOI/L-part
PY-COM09 | 10603060827 | PY-COM09 |  |  | SER.PORT CABLEKIT | 50 |  |  | ['WST'] | ZZVV | 3 | SOI/L-part
PY-COM10 | 10603319053 | PY-COM10 |  |  | RX2530M7 SERIAL PORT OPTION | 50 |  |  | ['WST'] | ZZVV | 3 | SOI/L-part
PY-CP62X5 |  |  |  |  | XEON GOLD 6346 |  |  |  | ['WST'] |  | 3 | SOI/L-part
PY-CP62XA |  |  |  |  | XEON PLATINUM 8358 |  |  |  | ['WST'] |  | 3 | SOI/L-part
PY-CP62XG | 2013031661 |  |  | PY-CP62XG | XEON SILVER 4309Y |  |  |  | ['WST'] |  | 3 | SOI/L-part
PY-CP62XH | 2013031663 |  |  | PY-CP62XH | XEON SILVER 4310 |  |  |  | ['WST'] |  | 3 | SOI/L-part
PY-CP62XJ | 2013031662 |  |  | PY-CP62XJ | XEON SILVER 4314 |  |  |  | ['WST'] |  | 3 | SOI/L-part
PY-CP62XL |  |  |  |  | XEON GOLD 5315Y |  |  |  | ['WST'] |  | 3 | SOI/L-part
PY-CP62XM |  |  |  |  | XEON GOLD 5317 |  |  |  | ['WST'] |  | 3 | SOI/L-part
PY-CP62XR |  |  |  |  | XEON GOLD 6342 |  |  |  | ['WST'] |  | 3 | SOI/L-part
PY-CP62XT | 2013031672 |  |  | PY-CP62XT | XEON GOLD 6326 |  |  |  | ['WST'] |  | 3 | SOI/L-part
PY-CP62XU |  |  |  |  | XEON GOLD 6334 |  |  |  | ['WST'] |  | 3 | SOI/L-part
PY-CP62XV | 2013031670 |  |  | PY-CP62XV | XEON GOLD 6336Y |  |  |  | ['WST'] |  | 3 | SOI/L-part
PY-CP65XT | 10603319047 | PY-CP65XT |  | PY-CP65XT | XEON GOLD 5415+ | 50 |  |  | ['WST'] | ZZVV | 3 | SOI/L-part
PY-CP65XU | 10603319129 | PY-CP65XU |  | PY-CP65XU | XEON GOLD 5416S | 50 |  |  | ['WST'] | ZZVV | 3 | SOI/L-part
PY-CP65XW | 10603319048 | PY-CP65XW |  |  | XEON GOLD 5418Y | 50 |  |  | ['WST'] | ZZVV | 3 | SOI/L-part
PY-CP66X2 | 10603319114 | PY-CP66X2 |  |  | XEON GOLD 6426Y | 50 |  |  | ['WST'] | ZZVV | 3 | SOI/L-part
PY-CP66X4 | 10603319115 | PY-CP66X4 |  | PY-CP66X4 | XEON GOLD 6434 | 50 |  |  | ['WST'] | ZZVV | 3 | SOI/L-part
PY-CP66X9 | 10603319117 | PY-CP66X9 |  |  | XEON GOLD 6442Y | 50 |  |  | ['WST'] | ZZVV | 3 | SOI/L-part
PY-CP66XA | 10603319118 | PY-CP66XA |  |  | XEON GOLD 6444Y | 50 |  |  | ['WST'] | ZZVV | 3 | SOI/L-part
PY-CP66XC | 10603319119 | PY-CP66XC |  |  | XEON GOLD 6448Y | 50 |  |  | ['WST'] | ZZVV | 3 | SOI/L-part
PY-CP66XF | 10603319130 | PY-CP66XF |  | PY-CP66XF | XEON SILVER 4410T | 50 |  |  | ['WST'] | ZZVV | 3 | SOI/L-part
PY-CP66XG | 10603319044 | PY-CP66XG |  | PY-CP66XG | XEON SILVER 4410Y | 50 |  |  | ['WST'] | ZZVV | 3 | SOI/L-part
PY-DMCP24 | 10603101812 | PY-DMCP24 |  | PY-DMCP24 | PDUAL CP100 FH/LP | 50 |  |  | ['WST'] | ZZVV | 3 | SOI/L-part
PY-DMCP35 | 10603427295 | PY-DMCP35 |  | PY-DMCP35 | PDUAL CP300 FH/LP | 50 |  |  | ['WST'] | ZZVV | 3 | SOI/L-part
PY-FBM01 | 10603299136 | PY-FBM01 |  | PY-FBM01 | PRAID FBU ASCM-35F M7 | 50 |  |  | ['WST'] | ZZVV | 3 | SOI/L-part
PY-FBR19 | 10603318789 | PY-FBR19 |  | PY-FBR19 | PRAID FBU345 75 | 50 |  |  | ['WST'] | ZZVV | 3 | SOI/L-part
PY-FC412 |  |  |  |  | PFC EP QLE2772 2X 32GB PCIE V4 |  |  |  | ['WST'] |  | 3 | SOI/L-part
PY-FC421 |  |  |  |  | PFC EP LPE35000 1X 32GB PCIE V4 |  |  |  | ['WST'] |  | 3 | SOI/L-part
PY-FC422 | 2012762219 |  |  | PY-FC422 | PFC EP LPE35002 2X 32GB PCIE V4 |  |  |  | ['WST'] |  | 3 | SOI/L-part
PY-FC442 |  |  |  |  | PFC EP LPE36002 2X 64GB PCIE V4 |  |  |  | ['WST'] |  | 3 | SOI/L-part
PY-FOF01 | 10603083554 | PY-FOF01 |  |  | DUST PROTECTION KIT | 50 |  |  | ['WST'] | ZZVV | 3 | SOI/L-part
PY-FOP06 |  |  |  |  | FRONT BEZEL MODULE-FIXED KEY |  |  |  | ['WST'] |  | 3 | SOI/L-part
PY-FOP16 | 10603210279 | PY-FOP16 |  |  | RX4770 M7 FRONT BEZEL | 50 |  |  | ['WST'] | ZZVV | 3 | SOI/L-part
PY-FOP21 | 10603299047 | PY-FOP21 |  |  | RX2540 M7 2U FRONT BEZEL - FIXED KEY | 50 |  |  | ['WST'] | ZZVV | 3 | SOI/L-part
PY-HC402 |  |  |  |  | PIB EP 200GB 2PORT HDR CONNECTX-6 |  |  |  | ['WST'] |  | 3 | SOI/L-part
PY-LA274U |  |  |  |  | PLAN CP I350-T4 4X 1000BASE-T OCPV3 |  |  |  | ['WST'] |  | 3 | SOI/L-part
PY-LA274U2 |  |  |  |  | PLAN CP I350-T4 4X 1000BASE-T OCPV3 IL |  |  |  | ['WST'] |  | 3 | SOI/L-part
PY-LA284 | 10603314064 | PY-LA284 |  | PY-LA284 | PLAN CP BCM5719-4P 4X 1000BASE-T PCIE | 50 |  |  | ['WST'] | ZZVV | 3 | SOI/L-part
PY-LA284U | 10603314162 | PY-LA284U |  |  | PLAN CP N41T 4X 1000BASE-T OCPV3 | 50 |  |  | ['WST'] | ZZVV | 3 | SOI/L-part
PY-LA284U2 | 10603316898 | PY-LA284U2 |  |  | PLAN CP N41T 4X 1000BASE-T OCPV3 IL | 50 |  |  | ['WST'] | ZZVV | 3 | SOI/L-part
PY-LA342 | 2012804372 |  |  | PY-LA342 | PLAN EP X710-T2L 2X 10GBASE-T PCIE |  |  |  | ['WST'] |  | 3 | SOI/L-part
PY-LA342U | 2012804378 |  |  | PY-LA342U | PLAN EP X710-T2L 2X 10GBASE-T OCPV3 |  |  |  | ['WST'] |  | 3 | SOI/L-part
PY-LA342U2 |  |  |  |  | PLAN EP X710-T2L 2X 10GBASE-T OCPV3 IL |  |  |  | ['WST'] |  | 3 | SOI/L-part
PY-LA344 | 2012804360 |  |  | PY-LA344 | PLAN EP X710-T4L 4X 10GBASE-T PCIE |  |  |  | ['WST'] |  | 3 | SOI/L-part
PY-LA344U |  |  |  |  | PLAN EP X710-T4L 4X 10GBASE-T OCPV3 |  |  |  | ['WST'] |  | 3 | SOI/L-part
PY-LA352U | 2012797652 |  |  | PY-LA352U | PLAN EP X710-DA2 2X 10G SFP OCPV3 |  |  |  | ['WST'] |  | 3 | SOI/L-part
PY-LA352U2 |  |  |  |  | PLAN EP X710-DA2 2X 10G SFP OCPV3 IL |  |  |  | ['WST'] |  | 3 | SOI/L-part
PY-LA354U |  |  |  |  | PLAN EP X710-DA4 4X 10G SFP OCPV3 |  |  |  | ['WST'] |  | 3 | SOI/L-part
PY-LA3G2U | 10603437005 | PY-LA3G2U |  |  | PLAN EP N225P 25GB 2P SFP28 OCPV3 | 50 |  |  | ['WST'] | ZZVV | 3 | SOI/L-part
PY-LA3J2 | 10603314068 | PY-LA3J2 |  | PY-LA3J2 | PLAN EP P210P 2X10GB SFP PCIE | 50 |  |  | ['WST'] | ZZVV | 3 | SOI/L-part
PY-LA3K2 | 10603314079 | PY-LA3K2 |  |  | PLAN EP P210TP 2X 10GBASE-T PCIE | 50 |  |  | ['WST'] | ZZVV | 3 | SOI/L-part
PY-LA3K2U | 10603316914 | PY-LA3K2U |  |  | PLAN EP N210TP 2X 10GBASE-T OCPV3 | 50 |  |  | ['WST'] | ZZVV | 3 | SOI/L-part
PY-LA3K2U2 | 10603316916 | PY-LA3K2U2 |  |  | PLAN EP N210TP 2X 10GBASE-T OCPV3 IL | 50 |  |  | ['WST'] | ZZVV | 3 | SOI/L-part
PY-LA402 |  |  |  |  | PLAN EP E810-XXVDA2 2X 25G SFP28 PCIE |  |  |  | ['WST'] |  | 3 | SOI/L-part
PY-LA4024 | 10603436134 | PY-LA4024 |  |  | PLAN EP MCX6-LX 25GB 2P SFP28 PCIE | 50 |  |  | ['WST'] | ZZVV | 3 | SOI/L-part
PY-LA402U | 2012913320 |  |  | PY-LA402U | PLAN EP E810-XXVDA2 2X 25G SFP28 OCPV3 |  |  |  | ['WST'] |  | 3 | SOI/L-part
PY-LA402U4 | 10603436138 | PY-LA402U4 |  |  | PLAN EP MCX6-LX 25GB 2P SFP28 OCPV3 | 50 |  |  | ['WST'] | ZZVV | 3 | SOI/L-part
PY-LA404 |  |  |  |  | PLAN EP E810-XXVDA4 4X 25G SFP28 PCIE |  |  |  | ['WST'] |  | 3 | SOI/L-part
PY-LA404U | 2012913080 |  |  | PY-LA404U | PLAN EP E810-XXVDA4 4X 25G SFP28 OCPV3 |  |  |  | ['WST'] |  | 3 | SOI/L-part
PY-LA404U2 | 2012913315 |  |  | PY-LA404U2 | PLAN EP E810-XXVDA4 4X 25G SFP28 OCPV3IL |  |  |  | ['WST'] |  | 3 | SOI/L-part
PY-LA412 |  |  |  |  | PLAN EP MCX6-DX 2X 100G QSFP28 PCIE |  |  |  | ['WST'] |  | 3 | SOI/L-part
PY-LA432 |  |  |  |  | PLAN EP E810-CQDA2 2X 100G QSFP28 PCIE |  |  |  | ['WST'] |  | 3 | SOI/L-part
PY-LA432U |  |  |  |  | PLAN EP E810-CQDA2 2X 100G QSFP28 OCPV3 |  |  |  | ['WST'] |  | 3 | SOI/L-part
PY-LT911 | 10603210156 | PY-LT911 |  |  | LTO9HH ULTR 18.0TB 300MB/S SAS 12GB | 50 |  |  | ['WST'] | ZZVV | 3 | SOI/L-part
PY-ME08SJ |  |  |  |  | 8GB (1X8GB) 1RX8 DDR4-3200 R ECC |  |  |  | ['WST'] |  | 3 | SOI/L-part
PY-ME08UG2 | 10603177210 | PY-ME08UG2 |  | PY-ME08UG2 | 8GB (1X8GB) 1RX8 DDR4-3200 U ECC | 50 |  |  | ['WST'] | ZZVV | 3 | SOI/L-part
PY-ME12EH |  |  |  |  | 128GB (1X128GB) 4RX4 DDR4-3200 LR ECC |  |  |  | ['WST'] |  | 3 | SOI/L-part
PY-ME12SJ |  |  |  |  | 128GB (1X128GB) 8RX4 DDR4-3200 R 3DS ECC |  |  |  | ['WST'] |  | 3 | SOI/L-part
PY-ME12SL | 10603248915 | PY-ME12SL |  |  | 128GB (1X128GB) 4RX4 DDR5-4800 3DS ECC | 50 |  |  | ['WST'] | ZZVV | 3 | SOI/L-part
PY-ME12SN | 10603543678 | PY-ME12SN |  |  | 128GB (1X128GB) 4RX4 DDR5-4800 3DS R ECC | 50 |  |  | ['WST'] | ZZVV | 3 | SOI/L-part
PY-ME16SJ | 2012907615 |  |  | PY-ME16SJ | 16GB (1X16GB) 2RX8 DDR4-3200 R ECC |  |  |  | ['WST'] |  | 3 | SOI/L-part
PY-ME16SJ2 | 2012907616 |  |  | PY-ME16SJ2 | 16GB (1X16GB) 1RX4 DDR4-3200 R ECC |  |  |  | ['WST'] |  | 3 | SOI/L-part
PY-ME16SK2 | 10602965708 | PY-ME16SK2 |  |  | DDR4 3200 RDIMM 2RX8 16GB | 50 |  |  | ['WST'] | ZZVV | 3 | SOI/L-part
PY-ME16SL | 10603248801 | PY-ME16SL |  | PY-ME16SL | 16GB (1X16GB) 1RX8 DDR5-4800 R ECC | 50 |  |  | ['WST'] | ZZVV | 3 | SOI/L-part
PY-ME16UG2 | 10603132007 | PY-ME16UG2 |  |  | 16GB (1X16GB) 2RX8 DDR4-3200 R ECC | 50 |  |  | ['WST'] | ZZVV | 3 | SOI/L-part
PY-ME16UG3 | 10603177212 | PY-ME16UG3 |  | PY-ME16UG3 | 16GB (1X16GB) 1RX8 DDR4-3200 U ECC | 50 |  |  | ['WST'] | ZZVV | 3 | SOI/L-part
PY-ME25SJ |  |  |  |  | 256GB (1X256GB) 4RX4 DDR4-3200 R 3DS ECC |  |  |  | ['WST'] |  | 3 | SOI/L-part
PY-ME25SN | 10603543680 | PY-ME25SN |  |  | 256GB (1X256GB) 8RX4 DDR5-4800 R 3DS ECC | 30 |  |  | ['WST'] | ZZVV | 3 | SOI/L-part
PY-ME32SJ | 2012907617 |  |  | PY-ME32SJ | 32GB (1X32GB) 2RX4 DDR4-3200 R ECC |  |  |  | ['WST'] |  | 3 | SOI/L-part
PY-ME32SK | 10602965710 | PY-ME32SK |  |  | DDR4 3200 RDIMM 1RX4 32GB | 50 |  |  | ['WST'] | ZZVV | 3 | SOI/L-part
PY-ME32SL | 10603248802 | PY-ME32SL |  | PY-ME32SL | 32GB (1X32GB) 2RX8 DDR5-4800 R ECC | 50 |  |  | ['WST'] | ZZVV | 3 | SOI/L-part
PY-ME32SL2 | 10603248803 | PY-ME32SL2 |  | PY-ME32SL2 | 32GB (1X32GB) 1RX4 DDR5-4800 R ECC | 50 |  |  | ['WST'] | ZZVV | 3 | SOI/L-part
PY-ME32UG2 | 10603177214 | PY-ME32UG2 |  | PY-ME32UG2 | 32GB (1X32GB) 2RX8 DDR4-3200 U ECC | 50 |  |  | ['WST'] | ZZVV | 3 | SOI/L-part
PY-ME64EH |  |  |  |  | 64GB (1X64GB) 4RX4 DDR4-3200 LR ECC |  |  |  | ['WST'] |  | 3 | SOI/L-part
PY-ME64SJ | 2012907618 |  |  | PY-ME64SJ | 64GB (1X64GB) 2RX4 DDR4-3200 R ECC |  |  |  | ['WST'] |  | 3 | SOI/L-part
PY-ME64SL | 10603248914 | PY-ME64SL |  | PY-ME64SL | 64GB (1X64GB) 2RX4 DDR5-4800 R ECC | 50 |  |  | ['WST'] | ZZVV | 3 | SOI/L-part
PY-MF48YN5 | 10603501938 | PY-MF48YN5 |  |  | M.2 SATA 480GB | 50 |  |  | ['WST'] | ZZVV | 3 | SOI/L-part
PY-MF96YN | 10603350529 | PY-MF96YN |  | PY-MF96YN | M.2 SATA 960GB | 50 |  |  | ['WST'] | ZZVV | 3 | SOI/L-part
PY-PC404L |  |  |  |  | PCIE X16 RETIMER |  |  |  | ['WST'] |  | 3 | SOI/L-part
PY-PH1T4E | 10603318935 | PY-PH1T4E |  | PY-PH1T4E | HD SATA 6G 1TB 5.4K NO HOT PL 3.5" ECO | 50 |  |  | ['WST'] | ZZVV | 3 | SOI/L-part
PY-PH1TFE | 10603318921 | PY-PH1TFE |  |  | HD SATA 6G 1TB 5.4K HOT PLUG 3.5" ECO | 50 |  |  | ['WST'] | ZZVV | 3 | SOI/L-part
PY-PH2T4E | 10603318937 | PY-PH2T4E |  | PY-PH2T4E | HD SATA 6G 2TB 5.4K NO HOT PL 3.5" ECO | 50 |  |  | ['WST'] | ZZVV | 3 | SOI/L-part
PY-PRE633 | 2012990549 |  |  | PY-PRE633 | FULL HEIGHT PCIE RISER |  |  |  | ['WST'] |  | 3 | SOI/L-part
PY-PRE643 | 10603207695 | PY-PRE643 |  |  | FH 2SLOT PCI RISER R W/O PCI BKT GEN5 | 50 |  |  | ['WST'] | ZZVV | 3 | SOI/L-part
PY-PRE644 | 10603207697 | PY-PRE644 |  |  | FH 2SLOT PCI RISER LEFT W/ PCI BRKT GEN5 | 50 |  |  | ['WST'] | ZZVV | 3 | SOI/L-part
PY-PRE648 | 10603298625 | PY-PRE648 |  |  | FULL HEIGHT PCIE(X16) RISER RIGHT | 50 |  |  | ['WST'] | ZZVV | 3 | SOI/L-part
PY-PRE649 | 10603298626 | PY-PRE649 |  |  | FULL HEIGHT PCIE(X16) RISER LEFT | 50 |  |  | ['WST'] | ZZVV | 3 | SOI/L-part
PY-PRE845 |  |  |  |  | FULL HEIGHT PCIE RISER RIGHT |  |  |  | ['WST'] |  | 3 | SOI/L-part
PY-PRE846 |  |  |  |  | FULL HEIGHT PCIE RISER LEFT |  |  |  | ['WST'] |  | 3 | SOI/L-part
PY-PRE847 | 10603110538 | PY-PRE847 |  | PY-PRE847 | FH KIT | 50 |  |  | ['WST'] | ZZVV | 3 | SOI/L-part
PY-PRE853 | 10603298788 | PY-PRE853 |  |  | FULL HEIGHT PCIE(X8) RISER RIGHT | 50 |  |  | ['WST'] | ZZVV | 3 | SOI/L-part
PY-PRE854 | 10603298790 | PY-PRE854 |  |  | FULL HEIGHT PCIE(X8) RISER LEFT | 50 |  |  | ['WST'] | ZZVV | 3 | SOI/L-part
PY-PREM01 | 10603299069 | PY-PREM01 |  |  | M.2 RISER KIT | 50 |  |  | ['WST'] | ZZVV | 3 | SOI/L-part
PY-PREM02 | 10603298253 | PY-PREM02 |  | PY-PREM02 | RX2540M7 M.2 RISER KIT | 50 |  |  | ['WST'] | ZZVV | 3 | SOI/L-part
PY-PREM03 | 10603419878 | PY-PREM03 |  | PY-PREM03 | RX2530M7 INTERNAL RAID RISER MODULE | 50 |  |  | ['WST'] | ZZVV | 3 | SOI/L-part
PY-PREM04 | 10603419879 | PY-PREM04 |  |  | RX2540M7 INTERNAL RAID RISER MODULE | 50 |  |  | ['WST'] | ZZVV | 3 | SOI/L-part
PY-PU165 | 10603220669 | PY-PU165 |  | PY-PU165 | GEN3+ 1600W TITANIUM PSU | 50 |  |  | ['WST'] | ZZVV | 3 | SOI/L-part
PY-PU166 | 10603319660 | PY-PU166 |  | PY-PU166 | POWER SUPPLY 1600W TITANIUM | 50 |  |  | ['WST'] | ZZVV | 3 | SOI/L-part
PY-PU243 | 10603220672 | PY-PU243 |  | PY-PU243 | GEN3+ 2400W TITANIUM PSU | 50 |  |  | ['WST'] | ZZVV | 3 | SOI/L-part
PY-PU501 |  |  |  |  | 500W PLATINUM PSU |  |  |  | ['WST'] |  | 3 | SOI/L-part
PY-PU503 | 10603220569 | PY-PU503 |  | PY-PU503 | GEN3+ 500W TITANIUM PSU | 50 |  |  | ['WST'] | ZZVV | 3 | SOI/L-part
PY-PU503B8 | 10603220570 | PY-PU503B8 |  | PY-PU503B8 | GEN3+ 500W TITANIUM PSU BULK | 50 |  |  | ['WST'] | ZZVV | 3 | SOI/L-part
PY-PU901 | 2012797618 |  |  | PY-PU901 | 900W TITANIUM PSU |  |  |  | ['WST'] |  | 3 | SOI/L-part
PY-PU902 | 2012797616 |  |  | PY-PU902 | 900W PLATINUM PSU |  |  |  | ['WST'] |  | 3 | SOI/L-part
PY-RA05 | 2012907644 |  |  | PY-RA05 | RACK CABLE ARM 2U |  |  |  | ['WST'] |  | 3 | SOI/L-part
PY-RA06 | 2012990541 |  |  | PY-RA06 | CMA KIT(1U W/ EXTEND BKT, JOINT BRACKET) |  |  |  | ['WST'] |  | 3 | SOI/L-part
PY-RC17 | 10603104184 | PY-RC17 |  | PY-RC17 | TOWER-TO-RACK CONVERSION KIT | 50 |  |  | ['WST'] | ZZVV | 3 | SOI/L-part
PY-RC18 | 10603218268 | PY-RC18 |  | PY-RC18 | TX2550M7 TOWER-TO-RACK CONVERSION KIT | 50 |  |  | ['WST'] | ZZVV | 3 | SOI/L-part
PY-RLVR02 | 10603209528 | PY-RLVR02 |  |  | VROC (NVME RAID) | 50 |  |  | ['WST'] | ZZVV | 3 | SOI/L-part
PY-RR0B | 2012907642 |  |  | PY-RR0B | RACK MOUNT KIT |  |  |  | ['WST'] |  | 3 | SOI/L-part
PY-RRL6 | 10603250215 | PY-RRL6 |  |  | RMK-F2_DI_CMA_QRL_LV | 50 |  |  | ['WST'] | ZZVV | 3 | SOI/L-part
PY-RRS6 | 10603153759 | PY-RRS6 |  | PY-RRS6 | RMK-F2_DI_CMA_QRL_LV | 50 |  |  | ['WST'] | ZZVV | 3 | SOI/L-part
PY-RRS8S |  |  |  |  | RAIL KIT-FRICTION TYPE |  |  |  | ['WST'] |  | 3 | SOI/L-part
PY-RRSAS | 10603483983 | PY-RRSAS |  |  | RACK MOUNT KIT, SLIDE-IN RAIL | 50 |  |  | ['WST'] | ZZVV | 3 | SOI/L-part
PY-SC3FB | 2012846105 |  |  | PY-SC3FB | PSAS CP503I FH/LP |  |  |  | ['WST'] |  | 3 | SOI/L-part
PY-SC3FBE | 2012846108 |  |  | PY-SC3FBE | PSAS CP500E FH/LP |  |  |  | ['WST'] |  | 3 | SOI/L-part
PY-SC3FBV |  |  |  |  | PSAS CP503I FOR VSAN FH/LP |  |  |  | ['WST'] |  | 3 | SOI/L-part
PY-SC3MA2 | 10603182345 | PY-SC3MA2 |  | PY-SC3MA2 | PSAS CP 2100-8I FH/LP GENERAL RELEASE | 50 |  |  | ['WST'] | ZZVV | 3 | SOI/L-part
PY-SC4FA | 10603212009 | PY-SC4FA |  |  | PSAS CP600I FH/LP | 50 |  |  | ['WST'] | ZZVV | 3 | SOI/L-part
PY-SC4FAE | 10603212012 | PY-SC4FAE |  | PY-SC4FAE | PSAS CP600E FH/LP | 50 |  |  | ['WST'] | ZZVV | 3 | SOI/L-part
PY-SD19NKA | 2013171828 |  |  | PY-SD19NKA | SSD SATA 6G 1.92TB MU SFF FOR NUTANIX |  |  |  | ['WST'] |  | 3 | SOI/L-part
PY-SFPL09 | 10603298134 | PY-SFPL09 |  |  | SFP28 25G LR E25GSFP28LRX LC | 50 |  |  | ['WST'] | ZZVV | 3 | SOI/L-part
PY-SFPS54 |  |  |  |  | QSFP28 100G SR4 E100GQSFP28SRX MPO |  |  |  | ['WST'] |  | 3 | SOI/L-part
PY-SFPS56 |  |  |  |  | SFP28 25G SRX E25GSFP28SRX LC |  |  |  | ['WST'] |  | 3 | SOI/L-part
PY-SH121EU |  |  |  |  | HD SED SAS 12G 1.2TB 10K SFF 512N HP EP |  |  |  | ['WST'] |  | 3 | SOI/L-part
PY-SH181D8 |  |  |  |  | HD SAS 12G 1.8TB 10K SFF HP EP |  |  |  | ['WST'] |  | 3 | SOI/L-part
PY-SH241D8 | 2013082974 |  |  | PY-SH241D8 | HD SAS 12G 2.4TB IN SFF SLIM |  |  |  | ['WST'] |  | 3 | SOI/L-part
PY-SH241DV |  |  |  |  | HD SED SAS 12G 2.4TB IN SFF SLIM |  |  |  | ['WST'] |  | 3 | SOI/L-part
PY-SH301EB | 10603540987 | PY-SH301EB |  |  | HD SAS 12G 300GB 10K SFF 512N HP EP | 50 |  |  | ['WST'] | ZZVV | 3 | SOI/L-part
PY-SH301EU |  |  |  |  | HD SED SAS 12G 300GB 10K SFF 512N HP EP |  |  |  | ['WST'] |  | 3 | SOI/L-part
PY-SR3FB | 2012846026 |  |  | PY-SR3FB | PRAID CP500I FH/LP |  |  |  | ['WST'] |  | 3 | SOI/L-part
PY-SR4C6 |  |  |  |  | PRAID EP680I FH/LP |  |  |  | ['WST'] |  | 3 | SOI/L-part
PY-SR4C63 | 10603212079 | PY-SR4C63 |  |  | PRAID EP640I FH/LP | 50 |  |  | ['WST'] | ZZVV | 3 | SOI/L-part
PY-SR4FA | 10603212075 | PY-SR4FA |  |  | PRAID CP600I FH/LP | 50 |  |  | ['WST'] | ZZVV | 3 | SOI/L-part
PY-SR4MA1 | 10603244055 | PY-SR4MA1 |  | PY-SR4MA1 | PRAID EP3252-8I FH/LP | 50 |  |  | ['WST'] | ZZVV | 3 | SOI/L-part
PY-SR4MA2 | 10603244057 | PY-SR4MA2 |  | PY-SR4MA2 | PRAID EP3254-8I FH/LP | 50 |  |  | ['WST'] | ZZVV | 3 | SOI/L-part
PY-SR4MA3 | 10603244059 | PY-SR4MA3 |  | PY-SR4MA3 | PRAID EP3258-16I FH/LP | 50 |  |  | ['WST'] | ZZVV | 3 | SOI/L-part
PY-SS15NNL | 10603428184 | PY-SS15NNL |  |  | SSD SAS 24G RI 15.36TB IN SFF SLIM | 50 |  |  | ['WST'] | ZZVV | 3 | SOI/L-part
PY-SS16NGF | 10603428096 | PY-SS16NGF |  |  | SSD SAS 24G WI 1.6TB IN SFF SLIM | 50 |  |  | ['WST'] | ZZVV | 3 | SOI/L-part
PY-SS16NPF |  |  |  |  | SSD SAS 12G MU 1.6TB IN SFF SLIM |  |  |  | ['WST'] |  | 3 | SOI/L-part
PY-SS19NKQ | 2013171115 |  |  | PY-SS19NKQ | SSD SATA 6G 1.92TB MU SFF |  |  |  | ['WST'] |  | 3 | SOI/L-part
PY-SS19NKS | 10603484335 | PY-SS19NKS |  | PY-SS19NKS | SSD SATA 6G MU 1.92TB SED IN SFF SLIM | 50 |  |  | ['WST'] | ZZVV | 3 | SOI/L-part
PY-SS19NMD | 2013171912 |  |  | PY-SS19NMD | SSD SATA 6G RI 1.92TB SFF |  |  |  | ['WST'] |  | 3 | SOI/L-part
PY-SS19NMF | 10603501921 | PY-SS19NMF |  |  | SSD SATA 6G RI 1.92TB IN SFF SLIM | 50 |  |  | ['WST'] | ZZVV | 3 | SOI/L-part
PY-SS19NNH | 2012912785 |  |  | PY-SS19NNH | SSD SAS 12G RI 1.92TB IN SFF SLIM |  |  |  | ['WST'] |  | 3 | SOI/L-part
PY-SS19NNP | 10603480175 | PY-SS19NNP |  |  | SSD SAS 24G RI 1.92TB SED IN SFF SLIM | 50 |  |  | ['WST'] | ZZVV | 3 | SOI/L-part
PY-SS24NMD | 2013171906 |  |  | PY-SS24NMD | SSD SATA 6G RI 240GB SFF |  |  |  | ['WST'] |  | 3 | SOI/L-part
PY-SS32NPF | 2012912770 |  |  | PY-SS32NPF | SSD SAS 12G MU 3.2TB IN SFF SLIM |  |  |  | ['WST'] |  | 3 | SOI/L-part
PY-SS38NKQ | 2013171117 |  |  | PY-SS38NKQ | SSD SATA 6G 3.84TB MU SFF |  |  |  | ['WST'] |  | 3 | SOI/L-part
PY-SS38NMD |  |  |  |  | SSD SATA 6G RI 3.84TB SFF |  |  |  | ['WST'] |  | 3 | SOI/L-part
PY-SS38NMF | 10603501922 | PY-SS38NMF |  |  | SSD SATA 6G RI 3.84TB IN SFF SLIM | 50 |  |  | ['WST'] | ZZVV | 3 | SOI/L-part
PY-SS38NNH |  |  |  |  | SSD SAS 12G RI 3.84TB IN SFF SLIM |  |  |  | ['WST'] |  | 3 | SOI/L-part
PY-SS38NNN | 10603480177 | PY-SS38NNN |  |  | SSD SAS 24G RI 3.84TB SED IN SFF SLIM | 50 |  |  | ['WST'] | ZZVV | 3 | SOI/L-part
PY-SS38NNP | 10603541146 | PY-SS38NNP |  |  | SSD SAS 12G RI 3.84TB IN SFF SLIM | 50 |  |  | ['WST'] | ZZVV | 3 | SOI/L-part
PY-SS48NKQ | 2013171111 |  |  | PY-SS48NKQ | SSD SATA 6G 480GB MU SFF |  |  |  | ['WST'] |  | 3 | SOI/L-part
PY-SS48NKS | 10603483935 | PY-SS48NKS |  | PY-SS48NKS | SSD SATA 6G MU 480GB SED IN SFF SLIM | 50 |  |  | ['WST'] | ZZVV | 3 | SOI/L-part
PY-SS48NMD | 2013171908 |  |  | PY-SS48NMD | SSD SATA 6G RI 480GB SFF |  |  |  | ['WST'] |  | 3 | SOI/L-part
PY-SS64NPF |  |  |  |  | SSD SAS 12G MU 6.4TB IN SFF SLIM |  |  |  | ['WST'] |  | 3 | SOI/L-part
PY-SS76NMD |  |  |  |  | SSD SATA 6G RI 7.68TB SFF |  |  |  | ['WST'] |  | 3 | SOI/L-part
PY-SS76NNH |  |  |  |  | SSD SAS 12G RI 7.68TB IN SFF SLIM |  |  |  | ['WST'] |  | 3 | SOI/L-part
PY-SS76NNM | 10603428182 | PY-SS76NNM |  | PY-SS76NNM | SSD SAS 24G RI 7.68TB IN SFF SLIM | 50 |  |  | ['WST'] | ZZVV | 3 | SOI/L-part
PY-SS80NGZ | 10603541116 | PY-SS80NGZ |  |  | SSD SAS 12G WI 800GB SED IN SFF SLIM | 50 |  |  | ['WST'] | ZZVV | 3 | SOI/L-part
PY-SS80NPF | 2012912768 |  |  | PY-SS80NPF | SSD SAS 12G MU 800GB IN SFF SLIM |  |  |  | ['WST'] |  | 3 | SOI/L-part
PY-SS96NKQ |  |  |  |  | SSD SATA 6G 960GB MU SFF |  |  |  | ['WST'] |  | 3 | SOI/L-part
PY-SS96NKS | 10603483937 | PY-SS96NKS |  | PY-SS96NKS | SSD SATA 6G MU 960GB SED IN SFF SLIM | 50 |  |  | ['WST'] | ZZVV | 3 | SOI/L-part
PY-SS96NMB | 2012989280 |  |  | PY-SS96NMB | SSD SATA 6G RI 960GB SFF |  |  |  | ['WST'] |  | 3 | SOI/L-part
PY-SS96NMD | 2013171910 |  |  | PY-SS96NMD | SSD SATA 6G RI 960GB SFF |  |  |  | ['WST'] |  | 3 | SOI/L-part
PY-SS96NNJ | 2012912784 |  |  | PY-SS96NNJ | SSD SAS 12G RI 960GB IN SFF SLIM |  |  |  | ['WST'] |  | 3 | SOI/L-part
PY-SS96NNM | 10603480173 | PY-SS96NNM |  |  | SSD SAS 24G RI 960GB SED IN SFF SLIM | 50 |  |  | ['WST'] | ZZVV | 3 | SOI/L-part
PY-TH241D7 |  |  |  |  | HD SAS 12G 2.4TB IN LFF SLIM |  |  |  | ['WST'] |  | 3 | SOI/L-part
PY-TKCPC61 |  |  |  |  | COOLING KIT FOR 2ND PERFORMANCE CPU |  |  |  | ['WST'] |  | 3 | SOI/L-part
PY-TKCPC81 | 2012907604 |  |  | PY-TKCPC81 | COOLING KIT RX2530M6 135W |  |  |  | ['WST'] |  | 3 | SOI/L-part
PY-TKCPC82 | 2013086015 |  |  | PY-TKCPC82 | COOLING KIT RX2530M6 270W |  |  |  | ['WST'] |  | 3 | SOI/L-part
PY-TKCPC83 | 2013086016 |  |  | PY-TKCPC83 | COOLING KIT RX2540M6 W/O GFX/GPU |  |  |  | ['WST'] |  | 3 | SOI/L-part
PY-TKCPC84 |  |  |  |  | COOLING KIT RX2540M6 WITH GFX/GPU |  |  |  | ['WST'] |  | 3 | SOI/L-part
PY-TKCPC85 | 10603224762 | PY-TKCPC85 |  | PY-TKCPC85 | TX2550 M7 2ND CPU COOLER KIT (3U) | 50 |  |  | ['WST'] | ZZVV | 3 | SOI/L-part
PY-TKCPC86 | 10603224844 | PY-TKCPC86 |  | PY-TKCPC86 | TX2550 M7 2ND CPU COOLER KIT (2U) | 50 |  |  | ['WST'] | ZZVV | 3 | SOI/L-part
PY-TKCPC88 | 10603318785 | PY-TKCPC88 |  | PY-TKCPC88 | COOLING KIT RX2530M7 185W | 50 |  |  | ['WST'] | ZZVV | 3 | SOI/L-part
PY-TKCPC90 | 10603299048 | PY-TKCPC90 |  | PY-TKCPC90 | RX2540M7 COOLING KIT_EVAC HSK W/ GFX/GPU | 50 |  |  | ['WST'] | ZZVV | 3 | SOI/L-part
PY-TKCPC91 | 10603299049 | PY-TKCPC91 |  | PY-TKCPC91 | RX2540M7 COOLING KIT_2U HSK W/O GFX/GPU | 50 |  |  | ['WST'] | ZZVV | 3 | SOI/L-part
PY-TKCPC96 | 10603355956 | PY-TKCPC96 |  | PY-TKCPC96 | COOLING KIT 1U RX2530 M6 | 50 |  |  | ['WST'] | ZZVV | 3 | SOI/L-part
PY-TKCPC97 | 10603353705 | PY-TKCPC97 |  |  | COOLING KIT EVAC RX25X0 M6 | 50 |  |  | ['WST'] | ZZVV | 3 | SOI/L-part
PY-TKCPC98 | 10603353704 | PY-TKCPC98 |  |  | COOLING KIT 2U RX2540 M6 | 50 |  |  | ['WST'] | ZZVV | 3 | SOI/L-part
PY-TKCPCA1 | 10603483985 | PY-TKCPCA1 |  | PY-TKCPCA1 | RX2450M2 COOLING KIT 2U HSK_W/O GFXGPU | 50 |  |  | ['WST'] | ZZVV | 3 | SOI/L-part
PY-TKMX07 |  |  |  |  | TELSA V100S MOUNTING KIT |  |  |  | ['WST'] |  | 3 | SOI/L-part
PY-TKMX09 | 2012990703 |  |  | PY-TKMX09 | GFX/GPU MOUNTING KIT LEFT |  |  |  | ['WST'] |  | 3 | SOI/L-part
PY-TKMX0K | 10603298248 | PY-TKMX0K |  |  | GFX/GPU MOUNTING KIT LEFT | 50 |  |  | ['WST'] | ZZVV | 3 | SOI/L-part
PY-TKPC02 | 10603060828 | PY-TKPC02 |  |  | STD TO RED PSU CONVERSION KIT | 50 |  |  | ['WST'] | ZZVV | 3 | SOI/L-part
PY-TPM14 | 2013200020 |  |  | PY-TPM14 | TPM2.0 V1 |  |  |  | ['WST'] |  | 3 | SOI/L-part
PY-TPM16 | 10603209717 | PY-TPM16 |  | PY-TPM16 | TPM2.0 V1 1WAYM5 | 50 |  |  | ['WST'] | ZZVV | 3 | SOI/L-part
PY-TPM17 | 10603350477 | PY-TPM17 |  |  | TPM MODULE 2.0 FOR RX8770M7 | 50 |  |  | ['WST'] | ZZVV | 3 | SOI/L-part
PY-TS15NN | 10603428176 | PY-TS15NN |  |  | SSD SAS 24G RI 15.36TB IN LFF SLIM | 50 |  |  | ['WST'] | ZZVV | 3 | SOI/L-part
PY-TS16NGC | 10603428082 | PY-TS16NGC |  |  | SSD SAS 24G WI 1.6TB IN LFF SLIM | 50 |  |  | ['WST'] | ZZVV | 3 | SOI/L-part
PY-TS19NK9 | 10603484354 | PY-TS19NK9 |  | PY-TS19NK9 | SSD SATA 6G MU 1.92TB SED IN LFF SLIM | 50 |  |  | ['WST'] | ZZVV | 3 | SOI/L-part
PY-TS19NM9 |  |  |  |  | SSD SATA 6G 1.92TB RI LFF |  |  |  | ['WST'] |  | 3 | SOI/L-part
PY-TS19NNJ | 10603480161 | PY-TS19NNJ |  |  | SSD SAS 24G RI 1.92TB SED IN LFF SLIM | 50 |  |  | ['WST'] | ZZVV | 3 | SOI/L-part
PY-TS24NM9 | 2013171892 |  |  | PY-TS24NM9 | SSD SATA 6G 240GB RI LFF |  |  |  | ['WST'] |  | 3 | SOI/L-part
PY-TS24NMA |  |  |  |  | SSD SATA 6G RI 240GB SFF |  |  |  | ['WST'] |  | 3 | SOI/L-part
PY-TS24NMB | 10603501940 | PY-TS24NMB |  |  | SSD SATA 6G RI 240GB IN LFF SLIM | 50 |  |  | ['WST'] | ZZVV | 3 | SOI/L-part
PY-TS38NKA | 10603501927 | PY-TS38NKA |  |  | SSD SATA 6G 3.84TB MU SFF IN LFF SLIM | 50 |  |  | ['WST'] | ZZVV | 3 | SOI/L-part
PY-TS48NK8 |  |  |  |  | SSD SATA 6G 480GB MU LFF |  |  |  | ['WST'] |  | 3 | SOI/L-part
PY-TS48NK9 | 10603484350 | PY-TS48NK9 |  | PY-TS48NK9 | SSD SATA 6G MU 480GB SED IN LFF SLIM | 50 |  |  | ['WST'] | ZZVV | 3 | SOI/L-part
PY-TS48NM9 |  |  |  |  | SSD SATA 6G 480GB RI LFF |  |  |  | ['WST'] |  | 3 | SOI/L-part
PY-TS48NMA |  |  |  |  | SSD SATA 6G RI 480GB SFF |  |  |  | ['WST'] |  | 3 | SOI/L-part
PY-TS48NMC | 10603501941 | PY-TS48NMC |  |  | SSD SATA 6G RI 480GB IN LFF SLIM | 50 |  |  | ['WST'] | ZZVV | 3 | SOI/L-part
PY-TS80NG9 | 2012907940 |  |  | PY-TS80NG9 | SSD SAS 12G WI 800GB IN LFF SLIM |  |  |  | ['WST'] |  | 3 | SOI/L-part
PY-TS96NK9 | 10603484352 | PY-TS96NK9 |  | PY-TS96NK9 | SSD SATA 6G MU 960GB SED IN LFF SLIM | 50 |  |  | ['WST'] | ZZVV | 3 | SOI/L-part
PY-TS96NKA | 10603501925 | PY-TS96NKA |  |  | SSD SATA 6G 960GB MU SFF IN LFF SLIM | 50 |  |  | ['WST'] | ZZVV | 3 | SOI/L-part
PY-TS96NM9 |  |  |  |  | SSD SATA 6G 960GB RI LFF |  |  |  | ['WST'] |  | 3 | SOI/L-part
PY-TS96NMB | 10603501942 | PY-TS96NMB |  |  | SSD SATA 6G RI 960GB IN LFF SLIM | 50 |  |  | ['WST'] | ZZVV | 3 | SOI/L-part
PY-VAP06 | 10603110536 | PY-VAP06 |  |  | FRONT VGA OPT | 50 |  |  | ['WST'] | ZZVV | 3 | SOI/L-part
PY-VAP11 | 10603298276 | PY-VAP11 |  |  | FRONT VGA CONNECTOR (15-PIN) | 50 |  |  | ['WST'] | ZZVV | 3 | SOI/L-part
PY-VG4A2 | 10603289302 | PY-VG4A2 |  | PY-VG4A2 | NVIDIA RTX-A6000 PCI | 50 |  |  | ['WST'] | ZZVV | 3 | SOI/L-part
PY-VG4A4 | 2013123049 |  |  | PY-VG4A4 | NVIDIA A16 |  |  |  | ['WST'] |  | 3 | SOI/L-part
PY-VG4A5 |  |  |  |  | NVIDIA A30 |  |  |  | ['WST'] |  | 3 | SOI/L-part
PY-VG4A8 | 10603210046 | PY-VG4A8 |  |  | NVIDIA A2 FH | 50 |  |  | ['WST'] | ZZVV | 3 | SOI/L-part
PY-VG4A8L | 10603210044 | PY-VG4A8L |  |  | NVIDIA A2 LP | 50 |  |  | ['WST'] | ZZVV | 3 | SOI/L-part
PY-VG4L1 | 10603334077 | PY-VG4L1 |  | PY-VG4L1 | NVIDIA L4 FH | 50 |  |  | ['WST'] | ZZVV | 3 | SOI/L-part
PY-VG4L1L | 10603334075 | PY-VG4L1L |  |  | NVIDIA L4 LP | 50 |  |  | ['WST'] | ZZVV | 3 | SOI/L-part
PY-VG4L2 | 10603334079 | PY-VG4L2 |  |  | NVIDIA L40 | 50 |  |  | ['WST'] | ZZVV | 3 | SOI/L-part
PY-VG4L3 | 10603476765 | PY-VG4L3 |  | PY-VG4L3 | NVIDIA RTX6000 | 50 |  |  | ['WST'] | ZZVV | 3 | SOI/L-part
PY-VG4T2 | 10603207431 | PY-VG4T2 |  | PY-VG4T2 | NVIDIA T400 4G FH | 50 |  |  | ['WST'] | ZZVV | 3 | SOI/L-part
PY-VG4T2L | 10603207515 | PY-VG4T2L |  | PY-VG4T2L | NVIDIA T400 4G LP | 50 |  |  | ['WST'] | ZZVV | 3 | SOI/L-part
PY-WAD52RA | 10603058751 | PY-WAD52RA |  | PY-WAD52RA | WS22 DC ADD4C ROK | 50 |  |  | ['WST'] | ZZVV | 3 | SOI/L-part
PY-WAD53RA | 10603058750 | PY-WAD53RA |  | PY-WAD53RA | WS22 DC ADD16C ROK | 50 |  |  | ['WST'] | ZZVV | 3 | SOI/L-part
PY-WAD5RA | 10603058752 | PY-WAD5RA |  |  | WS22 DC ADD2C ROK | 50 |  |  | ['WST'] | ZZVV | 3 | SOI/L-part
PY-WAS52A | 10603058755 | PY-WAS52A |  |  | WS22 ST ADD4C APS | 50 |  |  | ['WST'] | ZZVV | 3 | SOI/L-part
PY-WAS52RA | 10603059117 | PY-WAS52RA |  | PY-WAS52RA | WS22 ST ADD4C ROK | 50 |  |  | ['WST'] | ZZVV | 3 | SOI/L-part
PY-WAS53A | 10603058754 | PY-WAS53A |  | PY-WAS53A | WS22 ST ADD16C APS | 50 |  |  | ['WST'] | ZZVV | 3 | SOI/L-part
PY-WAS53RA | 10603058753 | PY-WAS53RA |  | PY-WAS53RA | WS22 ST ADD16C ROK | 50 |  |  | ['WST'] | ZZVV | 3 | SOI/L-part
PY-WAS5RA | 10603058756 | PY-WAS5RA |  |  | WS22 ST ADD2C ROK | 50 |  |  | ['WST'] | ZZVV | 3 | SOI/L-part
PY-WBB5RA | 10603058761 | PY-WBB5RA |  | PY-WBB5RA | WS22 ES 10C ROK | 50 |  |  | ['WST'] | ZZVV | 3 | SOI/L-part
PY-WBD5RA | 10603058758 | PY-WBD5RA |  | PY-WBD5RA | WS22 DC 16C ROK | 50 |  |  | ['WST'] | ZZVV | 3 | SOI/L-part
PY-WBD94A | 10603058844 | PY-WBD94A |  | PY-WBD94A | DG/DE WS19 DC UNB | 50 |  |  | ['WST'] | ZZVV | 3 | SOI/L-part
PY-WBS5RA | 10603058760 | PY-WBS5RA |  | PY-WBS5RA | WS22 ST 16C ROK | 50 |  |  | ['WST'] | ZZVV | 3 | SOI/L-part
PY-WBS63A | 10603058713 | PY-WBS63A |  |  | DG/DE WS16 ST UNB | 50 |  |  | ['WST'] | ZZVV | 3 | SOI/L-part
PY-WBS94A | 10603058725 | PY-WBS94A |  | PY-WBS94A | DG/DE WS19 ST UNB | 50 |  |  | ['WST'] | ZZVV | 3 | SOI/L-part
PY-WCD01CA | 10603058665 | PY-WCD01CA |  |  | WS22 CAL 1D UNB | 50 |  |  | ['WST'] | ZZVV | 3 | SOI/L-part
PY-WCD01DA | 10603058702 | PY-WCD01DA |  | PY-WCD01DA | WS22 RDS 1D UNB | 50 |  |  | ['WST'] | ZZVV | 3 | SOI/L-part
PY-WCD05CA | 10603058671 | PY-WCD05CA |  | PY-WCD05CA | WS22 CAL 5D UNB | 50 |  |  | ['WST'] | ZZVV | 3 | SOI/L-part
PY-WCD05DA | 10603058732 | PY-WCD05DA |  | PY-WCD05DA | WS22 RDS 5D UNB | 50 |  |  | ['WST'] | ZZVV | 3 | SOI/L-part
PY-WCD10CA | 10603058694 | PY-WCD10CA |  | PY-WCD10CA | WS22 CAL 10D UNB | 50 |  |  | ['WST'] | ZZVV | 3 | SOI/L-part
PY-WCD10DA | 10603058744 | PY-WCD10DA |  | PY-WCD10DA | WS22 RDS 10D UNB | 50 |  |  | ['WST'] | ZZVV | 3 | SOI/L-part
PY-WCD1HCA | 10603058700 | PY-WCD1HCA |  | PY-WCD1HCA | WS22 CAL 100D UNB | 50 |  |  | ['WST'] | ZZVV | 3 | SOI/L-part
PY-WCD50CA | 10603058697 | PY-WCD50CA |  | PY-WCD50CA | WS22 CAL 50D UNB | 50 |  |  | ['WST'] | ZZVV | 3 | SOI/L-part
PY-WCU01CA | 10603058670 | PY-WCU01CA |  | PY-WCU01CA | WS22 CAL 1U UNB | 50 |  |  | ['WST'] | ZZVV | 3 | SOI/L-part
PY-WCU01DA | 10603058703 | PY-WCU01DA |  | PY-WCU01DA | WS22 RDS 1U UNB | 50 |  |  | ['WST'] | ZZVV | 3 | SOI/L-part
PY-WCU05CA | 10603058673 | PY-WCU05CA |  | PY-WCU05CA | WS22 CAL 5U UNB | 50 |  |  | ['WST'] | ZZVV | 3 | SOI/L-part
PY-WCU05DA | 10603058733 | PY-WCU05DA |  | PY-WCU05DA | WS22 RDS 5U UNB | 50 |  |  | ['WST'] | ZZVV | 3 | SOI/L-part
PY-WCU10CA | 10603058696 | PY-WCU10CA |  | PY-WCU10CA | WS22 CAL 10U UNB | 50 |  |  | ['WST'] | ZZVV | 3 | SOI/L-part
PY-WCU10DA | 10603058745 | PY-WCU10DA |  | PY-WCU10DA | WS22 RDS 10U UNB | 50 |  |  | ['WST'] | ZZVV | 3 | SOI/L-part
PY-WCU1HCA | 10603058701 | PY-WCU1HCA |  |  | WS22 CAL 100U UNB | 50 |  |  | ['WST'] | ZZVV | 3 | SOI/L-part
PY-WCU1HDA | 10603058749 | PY-WCU1HDA |  |  | WS22 RDS 100U UNB | 50 |  |  | ['WST'] | ZZVV | 3 | SOI/L-part
PY-WCU50CA | 10603058699 | PY-WCU50CA |  | PY-WCU50CA | WS22 CAL 50U UNB | 50 |  |  | ['WST'] | ZZVV | 3 | SOI/L-part
PY-WCU50DA | 10603058747 | PY-WCU50DA |  |  | WS22 RDS 50U UNB | 50 |  |  | ['WST'] | ZZVV | 3 | SOI/L-part
Q1CA06718-E002 | 2012825347 |  |  | Q1CA06718-E002 | HDD UNIT(3.5" BC-SATA) REV. CONTROL LIST |  |  |  | ['WST'] |  | 3 | no material
Q1CA06888-E495 | 10602782405 | Q1CA06888-E495 |  | Q1CA06888-E495 | HDD UNIT (3.5" NL-SAS) REV. CONTROL LIST | 50 |  |  | ['WST'] | KABE | 3 | no material | Software
Q1CA08026-G366 | 10602880882 | Q1CA08026-G366 |  | Q1CA08026-G366 | LYNX5 REVISION CONTROL LIST | 50 |  |  | ['WST'] | KABE | 3 | no material | Software
Q2CA06718-E378 | 10602781982 | Q2CA06718-E378 |  | Q2CA06718-E378 | TPM MODULE REV. CONTROL LIST | 50 |  |  | ['WST'] | KABE | 3 | no material
Q2CA07198-G533 |  |  |  |  | MEGARAID SAS 12G REV. CONTROL LIST |  |  |  | ['WST'] |  | 3 | no material
Q2CA07408-E306 | 2012825428 |  |  | Q2CA07408-E306 | DUAL PORT LAN CARD REV. CONTROL LIST |  |  |  | ['WST'] |  | 3 | no material
Q2CA07408-E307 | 10602760019 | Q2CA07408-E307 |  | Q2CA07408-E307 | QUAD PORT LAN CARD REV. CONTROL LIST | 50 |  |  | ['WST'] | KABE | 3 | no material
Q2CA07408-E892 | 10602782406 | Q2CA07408-E892 |  |  | PFC EP QLE2690 REV. CONTRIL LIST | 50 |  |  | ['WST'] | KABE | 3 | no material
Q2CA07408-E893 | 10602782407 | Q2CA07408-E893 |  | Q2CA07408-E893 | PFC EP QLE2692 REV. CONTRIL LIST | 50 |  |  | ['WST'] | KABE | 3 | no material
Q2CA07408-E894 | 10602781983 | Q2CA07408-E894 |  | Q2CA07408-E894 | DUAL PORT LAN CARD(10GBASE) REV. FW LIST | 50 |  |  | ['WST'] | KABE | 3 | no material
Q2CA07408-E895 | 10602759854 | Q2CA07408-E895 |  | Q2CA07408-E895 | DUAL PORT LAN CARD(10G-T) REV. CTRL LIST | 50 |  |  | ['WST'] | KABE | 3 | no material
Q2CA07408-E945 | 10602782411 | Q2CA07408-E945 |  | Q2CA07408-E945 | FC CARD (16GBPS) REV. CONTROL LIST | 50 |  |  | ['WST'] | KABE | 3 | no material
Q2CA07408-E946 | 10602782412 | Q2CA07408-E946 |  | Q2CA07408-E946 | DUAL PORT FC CARD(16GBPS) REV. CTRL LIST | 50 |  |  | ['WST'] | KABE | 3 | no material
Q2CA07408-E972 | 10602759855 | Q2CA07408-E972 |  | Q2CA07408-E972 | QUAD PORT LAN CARD(10G) REV. CTRL LIST | 50 |  |  | ['WST'] | KABE | 3 | no material
Q2CA08026-E008 | 2012847507 |  |  | Q2CA08026-E008 | DUAL PORT FC CARD(32GBPS) REV. CTRL LIST |  |  |  | ['WST'] |  | 3 | no material
Q2CA08026-E010 |  |  |  |  | PFC EP QLE2742 REV. CONTROL LIST |  |  |  | ['WST'] |  | 3 | no material
Q2CA08026-E060 | 10602760286 | Q2CA08026-E060 |  | Q2CA08026-E060 | DUAL PORT LAN CARD (25G) REV. CTRL LIST | 50 |  |  | ['WST'] | KABE | 3 | no material
Q2CA08026-E069 | 2012847567 |  |  | Q2CA08026-E069 | DUAL PORT LAN CARD(25G) REV. CTRL LIST |  |  |  | ['WST'] |  | 3 | SW
Q2CA08026-E115 | 10602782094 | Q2CA08026-E115 |  |  | QUAD PORT LAN CARD(10G-T) REV. CTRL LIST | 50 |  |  | ['WST'] | KABE | 3 | no material
Q2CA08026-E182 |  |  |  |  | DUAL IB HCA CARD REV. CONTROL LIST |  |  |  | ['WST'] |  | 3 | no material
Q2CA08026-E243 |  |  |  |  | DCPMM REV. CONTROL LIST |  |  |  | ['WST'] |  | 3 | no material
Q2CA08026-E251 |  |  |  |  | IB HCA CARD REV. CONTROL LIST |  |  |  | ['WST'] |  | 3 | no material
Q2CA08026-E252 |  |  |  |  | DUAL IB HCA CARD REV. CONTROL LIST |  |  |  | ['WST'] |  | 3 | no material
Q2CA08026-E293 | 2012957542 |  |  | Q2CA08026-E293 | PFC EP LPE35000 1X32GB PCIE V4 REV. LIST |  |  |  | ['WST'] |  | 3 | no material
Q2CA08026-E294 | 10602892135 | Q2CA08026-E294 |  | Q2CA08026-E294 | PFC EP LPE35002 2X32GB PCIE V4 REV. LIST | 50 |  |  | ['WST'] | KABE | 3 | no material
Q2CA08026-E297 |  |  |  |  | PFC EP QLE2770 1X 32GB PCIE V4 REV. LIST |  |  |  | ['WST'] |  | 3 | no material
Q2CA08026-E298 | 10602891592 | Q2CA08026-E298 |  | Q2CA08026-E298 | PFC EP QLE2772 2X 32GB PCIE V4 REV. LIST | 50 |  |  | ['WST'] | KABE | 3 | no material
Q2CA08026-E303 | 10602895718 | Q2CA08026-E303 |  | Q2CA08026-E303 | PLAN CP I350-T4 4X 1000BASE-T REV. LIST | 50 |  |  | ['WST'] | KABE | 3 | no material
Q2CA08026-E304 | 10602895719 | Q2CA08026-E304 |  | Q2CA08026-E304 | PLAN EP X710-DA2 2X 10G SFP+ REV. LIST | 50 |  |  | ['WST'] | KABE | 3 | no material
Q2CA08026-E305 | 10602895720 | Q2CA08026-E305 |  | Q2CA08026-E305 | PLAN EP X710-DA4 4X 10G OCPV3 REV. LIST | 50 |  |  | ['WST'] | KABE | 3 | no material
Q2CA08026-E306 | 10602895721 | Q2CA08026-E306 |  | Q2CA08026-E306 | PLAN EP X710-T2L OCPV3 REV. CONTROL LIST | 50 |  |  | ['WST'] | KABE | 3 | no material
Q2CA08026-E307 | 10603042781 | Q2CA08026-E307 |  | Q2CA08026-E307 | PLAN EP X710-T4L OCPV3 REV. CONTROL LIST | 50 | Software | Software | ['WST'] | KABE | 3 | no material
Q2CA08026-E308 | 10602895971 | Q2CA08026-E308 |  | Q2CA08026-E308 | PLAN EP X710-T2L PCIE REV. CONTROL LIST | 50 |  |  | ['WST'] | KABE | 3 | no material
Q2CA08026-E309 | 10602982235 | Q2CA08026-E309 |  | Q2CA08026-E309 | PLAN EP X710-T4L PCIE REV. CONTROL LIST | 50 |  |  | ['WST'] | KABE | 3 | no material
Q2CA08026-E310 | 10602952663 | Q2CA08026-E310 |  | Q2CA08026-E310 | PLAN EP X810-XXVDA2 PCIE REV. CTRL LIST | 50 |  |  | ['WST'] | KABE | 3 | no material
Q2CA08026-E311 | 10602982301 | Q2CA08026-E311 |  | Q2CA08026-E311 | PLAN EP E810-XXVDA4 PCIE REV. CTL LIST | 50 | Software | Software | ['WST'] | KABE | 3 | no material
Q2CA08026-E313 |  |  |  |  | PLAN EP X810-CQDA2 PCIE REV. CTRL LIST |  |  |  | ['WST'] |  | 3 | no material
Q2CA08026-E314 | 10602952875 | Q2CA08026-E314 |  | Q2CA08026-E314 | PLAN EP E810-XXVDA2 OCPV3 REV. CTRL LIST | 50 |  |  | ['WST'] | KABE | 3 | no material
Q2CA08026-E315 | 2013197002 |  |  | Q2CA08026-E315 | PLAN EP E810-XXVDA4 OCPV3 REV CTL LIST |  |  |  | ['WST'] |  | 3 | no material
Q2CA08026-E317 | 10602979256 | Q2CA08026-E317 |  |  | PLAN EP E810-CQDA2 OCPV3 REV. CTL LIST | 50 |  |  | ['WST'] | KABE | 3 | no material
Q2CA08026-E323 | 10602972250 | Q2CA08026-E323 |  | Q2CA08026-E323 | PLAN CP I350-T4 OCPV3 IL REV. CTL LIST | 50 | Software | Software | ['WST'] | KABE | 3 | no material
Q2CA08026-E324 | 10602972252 | Q2CA08026-E324 |  | Q2CA08026-E324 | PLAN CP X710-DA2 OCPV3 IL REV. CTL LIST | 50 | Software | Software | ['WST'] | KABE | 3 | no material
Q2CA08026-E325 | 10602972264 | Q2CA08026-E325 |  | Q2CA08026-E325 | PLAN CP X710-DA4 OCPV3 IL REV. CTL LIST | 50 | Software | Software | ['WST'] | KABE | 3 | no material
Q2CA08026-E326 | 10602980136 | Q2CA08026-E326 |  | Q2CA08026-E326 | PLAN EP X710-T2L OCPV3 IL REV. CTL LIST | 50 |  |  | ['WST'] | KABE | 3 | no material
Q2CA08026-E327 | 10603042987 | Q2CA08026-E327 |  | Q2CA08026-E327 | PLAN EP X710-T4L OCPV3 IL REV. CTRL LIST | 50 |  |  | ['WST'] | KABE | 3 | no material
Q2CA08026-E352 |  |  |  |  | PLAN EP MCX6-DX 2X 100G REV. LIST |  |  |  | ['WST'] |  | 3 | no material
Q2CA08026-E353 | 10602896540 | Q2CA08026-E353 |  |  | PLAN EP MCX4-LX 2X 25G OCPV3 REV. LIST | 50 |  |  | ['WST'] | KABE | 3 | no material
Q2CA08026-E354 |  |  |  |  | PLAN EP MCX6-DX 2X 100G OCPV3 REV. LIST |  |  |  | ['WST'] |  | 3 | no material
Q2CA08026-E414 | 2013073747 |  |  | Q2CA08026-E414 | GPGPU CARD REV. CONTROL LIST |  |  |  | ['WST'] |  | 3 | no material
Q2CA08026-E415 |  |  |  |  | GPGPU CARD REV. CONTROL LIST |  |  |  | ['WST'] |  | 3 | no material
Q2CA08026-E424 | 10602987495 | Q2CA08026-E424 |  | Q2CA08026-E424 | PLAN CP E810-XXVDA2 OCPV3 IL REV. CTL | 50 |  |  | ['WST'] | KABE | 3 | no material
Q2CA08026-E425 | 10603131595 | Q2CA08026-E425 |  | Q2CA08026-E425 | PLAN EP E810-XXVDA4 OCPV3 IL REV CTL | 50 | Software | Software | ['WST'] | KABE | 3 | no material
Q2CA08026-E448 | 2013176210 |  |  | Q2CA08026-E448 | GPGPU CARD REV. CONTROL LIST |  |  |  | ['WST'] |  | 3 | no material
Q2CA08026-E483 | 10603146342 | Q2CA08026-E483 |  | Q2CA08026-E483 | PLAN EP X710-T2L PCIE REV. CONTROL LIST | 50 |  |  | ['WST'] | KABE | 3 | no material
Q2CA08026-E484 | 10603243944 | Q2CA08026-E484 |  | Q2CA08026-E484 | PDUAL CP100 REVISION CONTROL LIST | 50 |  |  | ['WST'] | KABE | 3 | no material
Q2CA08026-E495 | 10603154631 | Q2CA08026-E495 |  | Q2CA08026-E495 | GPGPU CARD REV. CONTROL LIST | 50 |  |  | ['WST'] | KABE | 3 | no material
Q2CA08026-E497 | 10603182914 | Q2CA08026-E497 |  | Q2CA08026-E497 | GPGPU CARD REV. CONTROL LIST | 50 |  |  | ['WST'] | KABE | 3 | no material
Q2CA08026-E499 |  |  |  |  | GPGPU CARD REV. CONTROL LIST |  |  |  | ['WST'] |  | 3 | no material
Q2CA08026-E530 | 10603314065 | Q2CA08026-E530 |  | Q2CA08026-E530 | RCL PLAN CP BCM5719-4P 4X1000BASE-T PCIE | 50 |  |  | ['WST'] | KABE | 3 | no material
Q2CA08026-E531 | 10603314069 | Q2CA08026-E531 |  | Q2CA08026-E531 | RCL FOR PLAN EP P210P 2X10GB SFP PCIE | 50 |  |  | ['WST'] | KABE | 3 | no material
Q2CA08026-E532 | 10603314072 | Q2CA08026-E532 |  | Q2CA08026-E532 | RCL FOR PLAN EP P210TP 2X 10GBASE-T PCIE | 50 |  |  | ['WST'] | KABE | 3 | no material
Q2CA08026-E533 | 10603314073 | Q2CA08026-E533 |  | Q2CA08026-E533 | RCL FOR PLAN CP N41T 4X 1000BASE-T OCPV3 | 50 |  |  | ['WST'] | KABE | 3 | no material
Q2CA08026-E534 | 10603314074 | Q2CA08026-E534 |  | Q2CA08026-E534 | RCL PLAN CP N41T 4X 1000BASE-T OCPV3 IL | 50 |  |  | ['WST'] | KABE | 3 | no material
Q2CA08026-E535 | 2013379483 |  |  | Q2CA08026-E535 | RCL FOR PLAN EP N210P 2X 10G SFP+ OCPV3 |  |  |  | ['WST'] |  | 3 | SW
Q2CA08026-E537 | 10603314077 | Q2CA08026-E537 |  |  | RCL PLAN EP N210TP 2X 10GBASE-T OCPV3 | 50 |  |  | ['WST'] | KABE | 3 | no material
Q2CA08026-E538 |  |  |  |  | RCL PLAN EP N210TP 2X 10GBASE-T OCPV3 IL |  |  |  | ['WST'] |  | 3 | no material
Q2CA08026-E585 |  |  |  |  | GPGPU CARD REV. CONTROL LIST |  |  |  | ['WST'] |  | 3 | no material
Q2CA08026-E602 | 2013501543 |  |  | Q2CA08026-E602 | PLAN EP MCX6-LX PCIE REV. CONTROL LIST |  |  |  | ['WST'] |  | 3 | no material
Q2CA08026-E603 |  |  |  |  | PLAN EP MCX6-LX OCPV3 REV. CONTROL LIST |  |  |  | ['WST'] |  | 3 | no material
Q2CA08026-E610 |  |  |  |  | RCL PLAN EP N225P 25GB 2P SFP28 OCPV3 |  |  |  | ['WST'] |  | 3 | no material
Q2CA08026-E626 | 2013542174 |  |  | Q2CA08026-E626 | GPGPU CARD REV. CONTROL LIST |  | Software | Software | ['WST'] |  | 3 | drawing
Q2CA08026-G048 | 10602759570 | Q2CA08026-G048 |  | Q2CA08026-G048 | MEGARAID SAS GEN5 REV. CONTROL LIST | 50 |  |  | ['WST'] | KABE | 3 | no material
Q2CA08026-G369 | 10603313821 | Q2CA08026-G369 |  | Q2CA08026-G369 | COUGAR6 REVISION CONTROL LIST | 50 |  |  | ['WST'] | KABE | 3 | no material
Q2CA08026-G405 | 10603319616 | Q2CA08026-G405 |  | Q2CA08026-G405 | SMARTHBA REVISION CONTROL LIST | 50 |  |  | ['WST'] | KABE | 3 | no material
Q2CA08026-G517 | 10603240521 | Q2CA08026-G517 |  | Q2CA08026-G517 | LYNX6 REVISION CONTROL LIST | 50 |  |  | ['WST'] | KABE | 3 | no material
Q2CA08026-G554 | 10603291027 | Q2CA08026-G554 |  | Q2CA08026-G554 | PRAID 325X-8I/16I REVISION CONTROL LIST | 50 |  |  | ['WST'] | KABE | 3 | no material
Q2CA08026-G606 | 2013499255 |  |  | Q2CA08026-G606 | PDUAL CP300 REVISION CONTROL LIST |  | Software | Software | ['WST'] |  | 3 | drawing
Q2CA08026-H097 | 10602786625 | Q2CA08026-H097 |  | Q2CA08026-H097 | ELCM ACT L REV. CTRL LIST | 50 |  |  | ['WST'] | KABE | 3 | no material
Q2CA08520-AXXX | 10602781711 | Q2CA08520-AXXX |  | Q2CA08520-AXXX | CX25X0M5 REV. CONTROL LIST | 75 |  |  | ['WST'] | KABE | 3 | no material
Q2CA08549-AXXX |  |  |  |  | RX2540M5 REV. CONTROL LIST |  |  |  | ['WST'] |  | 3 | no material
Q2CA08740-AXXX | 10603140598 | Q2CA08740-AXXX |  | Q2CA08740-AXXX | RX2530M6 REV. CONTROL LIST | 75 |  |  | ['WST'] | KABE | 3 | no material
Q2CA08741-AXXX | 10603140599 | Q2CA08741-AXXX |  | Q2CA08741-AXXX | RX2540M6 REV. CONTROL LIST | 75 |  |  | ['WST'] | KABE | 3 | no material
Q2CA08742-AXXX | 10603140600 | Q2CA08742-AXXX |  | Q2CA08742-AXXX | RX4770M6 REV. CONTROL LIST | 75 |  |  | ['WST'] | KABE | 3 | no material
Q2CA08878-AXXX | 10603334310 | Q2CA08878-AXXX |  |  | CX400M7 REV. CONTROL LIST | 50 | Software | Software | ['WST'] | KABE | 3 | no material
Q2CA08895-AXXX |  |  |  |  | RX2450M1 REV. CONTROL LIST |  |  |  | ['WST'] |  | 3 | no material
Q2CA08908-AXXX | 10603208103 | Q2CA08908-AXXX |  | Q2CA08908-AXXX | TX1310M5 REV. CONTROL LIST | 50 |  |  | ['WST'] | KABE | 3 | no material
Q2CA08909-AXXX | 10603177553 | Q2CA08909-AXXX |  | Q2CA08909-AXXX | TX1320M5 REV. CONTROL LIST | 50 |  |  | ['WST'] | KABE | 3 | no material
Q2CA08910-AXXX | 10603177574 | Q2CA08910-AXXX |  | Q2CA08910-AXXX | TX1330M5 REV. CONTROL LIST | 50 |  |  | ['WST'] | KABE | 3 | no material
Q2CA08911-AXXX | 10603177575 | Q2CA08911-AXXX |  | Q2CA08911-AXXX | RX1330M5 REV. CONTROL LIST | 50 |  |  | ['WST'] | KABE | 3 | no material
Q2CA08918-AXXX | 10603318787 | Q2CA08918-AXXX |  | Q2CA08918-AXXX | RX2530M7 REV. CONTROL LIST | 50 |  |  | ['WST'] | KABE | 3 | no material
Q2CA08919-AXXX | 10603318788 | Q2CA08919-AXXX |  | Q2CA08919-AXXX | RX2540M7 REV. CONTROL LIST | 50 |  |  | ['WST'] | KABE | 3 | no material
Q2CA08920-AXXX | 10603316920 | Q2CA08920-AXXX |  | Q2CA08920-AXXX | TX2550M7 REV. CONTROL LIST | 50 |  |  | ['WST'] | KABE | 3 | no material
Q2CA08921-AXXX | 10603356550 | Q2CA08921-AXXX |  | Q2CA08921-AXXX | RX4770M7 REV. CONTROL LIST | 50 |  |  | ['WST'] | KABE | 3 | no material
Q3CA08740-AXXX |  |  |  |  | RX2530M6 REV. CONTROL LIST FOR NUTANIX |  |  |  | ['WST'] |  | 3 | no material
Q3CA08741-AXXX |  |  |  |  | RX2540M6 REV. CONTROL LIST FOR NUTANIX |  |  |  | ['WST'] |  | 3 | no material
Q3CA08918-AXXX | 2013545097 |  |  | Q3CA08918-AXXX | RX2530M7 REV. CONTROL LIST FOR NUTANIX |  |  |  | ['WST'] |  | 3 | no material
Q3CA08919-AXXX | 10603479690 | Q3CA08919-AXXX |  | Q3CA08919-AXXX | RX2540M7 REV. CONTROL LIST FOR NUTANIX | 50 |  |  | ['WST'] | KABE | 3 | no material | Software
QL41112HLRJ-FJ-BK | 10602725255 | QL41112HLRJ-FJ-BK |  |  | QL41112HLRJ | 80 | IO card | LAN Controller Card | ['FIT' 'WST'] | KABE | 0 | Material
QL41132HLCU-FJ-BK | 10602725257 | QL41132HLCU-FJ-BK |  |  | QL41132HLCU | 80 | IO card | LAN Controller Card | ['FIT' 'WST'] | KABE | 0 | Material
QL41134HLCU-FJ-BK | 10602725258 | QL41134HLCU-FJ-BK |  |  | QL41134HLCU | 80 | IO card | LAN Controller Card | ['FIT' 'WST'] | KABE | 0 | Material
QL41134HLRJ-FJ-BK | 10602725256 | QL41134HLRJ-FJ-BK |  |  | QL41134HLRJ | 80 | IO card | LAN Controller Card | ['FIT' 'WST'] | KABE | 0 | Material
QL41212HLCU-FJ-BK | 10602723003 | QL41212HLCU-FJ-BK |  | QL41212HLCU-FJ-BK | QL41212 25GBE | 80 | IO card | LAN Controller Card | ['FIT' 'WST'] | KABE | 0 | Material
QL41262HLCU-FJ-BK | 10602725259 | QL41262HLCU-FJ-BK | QL41262HLCU-FJ-BK | QL41262HLCU-FJ-BK | PCNA EP QL41262 2X 25G SFP28 | 80 | IO card | LAN Controller Card | ['FIT' 'MW' 'WST'] | KABE | 0 | Material
QL45212HLCU-FJ-BK |  |  |  |  | QL45212 |  | IO card | LAN Controller Card | ['FIT'] |  | 0 | Material
QL45611HLCU-FJ-BK | 10602725254 | QL45611HLCU-FJ-BK |  | QL45611HLCU-FJ-BK | QL45611 100GBE | 80 | IO card | LAN Controller Card | ['FIT' 'WST'] | KABE | 0 | Material
QLE2560-FTS-BK |  |  |  |  | FC Card(1port) |  | IO card | Fiber Channel Controller | ['FIT'] |  | 0 | Material
QLE2562-FTS-BK |  |  |  |  | FC Card(2port) |  | IO card | Fiber Channel Controller | ['FIT'] |  | 0 | Material
QLE2670-FTS-BK |  |  |  |  | QLE2670 SINGLE |  | IO card | Fiber Channel Controller | ['FIT'] |  | 0 | Material
QLE2672-FTS-BK |  |  |  |  | QLE2672 DUAL PO |  | IO card | Fiber Channel Controller | ['FIT'] |  | 0 | Material
QLE2690-FTS-BK | 10602725260 | QLE2690-FTS-BK | QLE2690-FTS-BK | QLE2690-FTS-BK | PFC EP QLE2690 1X 16GB | 50 | IO card | Fiber Channel Controller | ['FIT' 'MW' 'WST'] | KABE | 0 | Material
QLE2692-FTS-BK | 10602725289 | QLE2692-FTS-BK | QLE2692-FTS-BK | QLE2692-FTS-BK | PFC EP QLE2692 2X 16GB | 50 | IO card | Fiber Channel Controller | ['FIT' 'MW' 'WST'] | KABE | 0 | Material
QLE2740-FTS-BK | 10602722998 | QLE2740-FTS-BK |  | QLE2740-FTS-BK | QLE2740 1X 32GB | 50 | IO card | Fiber Channel Controller | ['FIT' 'WST'] | KABE | 0 | Material
QLE2742-FTS-BK | 10602722999 | QLE2742-FTS-BK | QLE2742-FTS-BK | QLE2742-FTS-BK | QLE2742 2X 32GB | 50 | IO card | Fiber Channel Controller | ['FIT' 'MW' 'WST'] | KABE | 0 | Material
QLE2770-FJ-BK | 10602891425 | QLE2770-FJ-BK | QLE2770-FJ-BK | QLE2770-FJ-BK | QLE2770 1X 32GB | 50 | IO card | Fiber Channel Controller | ['FIT' 'MW' 'WST'] | KABE | 0 | Material
QLE2772-FJ-BK | 10602891591 | QLE2772-FJ-BK | QLE2772-FJ-BK | QLE2772-FJ-BK | QLE2772 2X 32GB | 50 | IO card | Fiber Channel Controller | ['FIT' 'MW' 'WST'] | KABE | 0 | Material
QLE2870-FJ-BK | 10603433447 | QLE2870-FJ-BK |  | QLE2870-FJ-BK | QLE2870 1X 64GB | 50 | IO card | Fiber Channel Controller | ['FIT' 'WST'] | KABE | 0 | Material
QLE2872-FJ-BK | 10603433448 | QLE2872-FJ-BK |  | QLE2872-FJ-BK | QLE2872 2X 64GB | 50 | IO card | Fiber Channel Controller | ['FIT' 'WST'] | KABE | 0 | Material
QLO:QL41212HLCU |  |  |  |  | QLE2740 1X 32GB |  | IO card | LAN Controller Card | ['FIT'] |  | 0 | Material
QLO:QL45611HLCU |  |  |  |  | QL45611 100GBE |  | Small parts | Fiber Channel Controller | ['FIT'] |  | 0 | Material
RSC-G-66G4 |  |  |  |  | 1U LHS GPU Riser card |  | Small parts | Small parts | ['FIT'] |  | 0 | Material
S26113-E531-V32 |  |  |  |  | FTS_PSU_S |  | PSU | PSU | ['FIT'] |  | 0 | Material
S26113-E539-V50 |  |  |  |  | IA-EOL |  | PSU | PSU | ['FIT'] |  | 0 | Material
S26113-E556-V50 |  |  |  |  | RED.PSU(CSCI) |  | PSU | PSU | ['FIT'] |  | 0 | Material
S26113-E564-V71-1 | 10601883483 | S26113-E564-V71-1 |  |  | PSU 250W 90+ GOLD | 50 | PSU | PSU | ['FIT'] | KABE | 0 | Material
S26113-E565-V70-1 |  |  |  |  | PSU 250W 92+ 0W |  | PSU | PSU | ['FIT'] |  | 0 | Material
S26113-E568-V70-1 |  |  |  |  | PSU 800W 90+ GO |  | PSU | PSU | ['FIT'] |  | 0 | Material
S26113-E571-V30 |  |  |  |  | PSU 1600W |  | PSU | PSU | ['FIT'] |  | 0 | Material
S26113-E574-V52 |  |  |  |  | R.PSU 800/12V P |  | PSU | PSU | ['FIT'] |  | 0 | Material
S26113-E574-V53 | 10601811127 | S26113-E574-V53 | S26113-E574-V53 | S26113-E574-V53 | R.PSU 800/12V PLAT | 50 | PSU | PSU | ['FIT' 'MW' 'WST'] | KABE | 0 | Material
S26113-E575-V52 |  |  |  |  | R.PSU 450/12V P |  | PSU | PSU | ['FIT'] |  | 0 | Material
S26113-E575-V53 | 10601811128 | S26113-E575-V53 |  | S26113-E575-V53 | R.PSU 450/12V PLAT | 50 | PSU | PSU | ['MW' 'WST'] | KABE | 0 | Material
S26113-E575-V70 | 10601762102 | S26113-E575-V70 | S26113-E575-V70 | S26113-E575-V70 | R.PSU 450/12V PLAT | 50 | PSU | PSU | ['FIT' 'MW' 'WST'] | KABE | 0 | Material
S26113-E579-V20 |  |  |  |  | PSU 2880 WATT |  | PSU | PSU | ['FIT'] |  | 0 | Material
S26113-E581-V50-1 | 10601357348 | S26113-E581-V50-1 |  | S26113-E581-V50-1 | PSU SE300W 90+GOLD | 50 | PSU | PSU | ['FIT' 'WST'] | KABE | 0 | Material
S26113-E591-V70-1 | 10601848140 | S26113-E591-V70-1 | S26113-E591-V70-1 |  | PSU 250W 90+ | 50 | PSU | PSU | ['MW' 'FIT'] | KABE | 0 | Material
S26113-E591-V70-2 | 10602892325 | S26113-E591-V70-2 |  |  | AC (250W) Gold standard PSU E591-V70-2 | 50 | PSU | PSU | ['FIT'] | KABE | 0 | Material
S26113-E593-V50-1 |  |  |  |  | PSU |  | PSU | PSU | ['FIT'] |  | 0 | Material
S26113-E614-V70-1 | 10601675482 | S26113-E614-V70-1 |  | S26113-E614-V70-1 | PSU 300W SE 1U | 50 | PSU | PSU | ['FIT' 'MW' 'WST'] | KABE | 0 | Material
S26113-E615-V50 | 10601740145 | S26113-E615-V50 |  | S26113-E615-V50 | R.PSU 800/12V TITANIUM | 80 | PSU | PSU | ['FIT' 'WST'] | KABE | 0 | Material
S26113-E616-V50 | 10601749072 | S26113-E616-V50 |  | S26113-E616-V50 | R.PSU 1200/12V | 75 | PSU | PSU | ['FIT' 'WST'] | KABE | 0 | Material
S26113-E617-V50 | 10601779408 | S26113-E617-V50 | S26113-E617-V50 | S26113-E617-V50 | RED_PSU 1600/12V | 50 | PSU | PSU | ['FIT' 'MW' 'WST'] | KABE | 0 | Material
S26113-E618-V60 |  |  |  |  | PSU 1200W |  | PSU | PSU | ['FIT'] |  | 0 | Material
S26113-E619-V70 |  |  |  |  | PSU 1600W |  | PSU | PSU | ['FIT'] |  | 0 | Material
S26113-E620-V20 | 10601829908 | S26113-E620-V20 | S26113-E620-V20 | S26113-E620-V20 | 2400W PLATINUM PSU | 50 | PSU | PSU | ['FIT' 'MW' 'WST'] | KABE | 0 | Material
S26113-E621-V50 |  |  |  |  | PSU CABLE |  | Small parts | Cable | ['FIT'] |  | 0 | Material
S26113-E624-V50-1 | 10601938286 | S26113-E624-V50-1 | S26113-E624-V50-1 | S26113-E624-V50-1 | MODULAR PSU DC -48V 800W HP | 75 | PSU | PSU | ['FIT' 'MW' 'WST'] | KABE | 0 | Material
S26113-E625-V50-1 | 10602026559 | S26113-E625-V50-1 | S26113-E625-V50-1 | S26113-E625-V50-1 | RED.PSU 1600W/12V | 80 | PSU | PSU | ['FIT' 'MW' 'WST'] | KABE | 0 | Material
S26113-E626-V50-1 | 10602108505 | S26113-E626-V50-1 | S26113-E626-V50-1 | S26113-E626-V50-1 | MODULAR PSU DC 380V 1300W HP | 75 | PSU | PSU | ['FIT' 'MW' 'WST'] | KABE | 0 | Material
S26113-E627-V50-1 | 10602528828 | S26113-E627-V50-1 |  | S26113-E627-V50-1 | PSU PLATINUM 500W GEN3 | 50 | PSU | PSU | ['FIT' 'WST'] | KABE | 0 | Material
S26113-E627-V70-1 | 10602640252 | S26113-E627-V70-1 |  |  | PSU PLATINUM 500W GEN3 | 50 | PSU | PSU | ['FIT' 'WST'] | KABE | 0 | Material
S26113-E627-V70-2 | 10603320499 | S26113-E627-V70-2 |  |  | GEN3 PLATINUM 500WP PSU CLASS B | 50 | PSU | PSU | ['FIT'] | KABE | 0 | Material
S26113-E628-V50-1 | 10602528829 | S26113-E628-V50-1 |  | S26113-E628-V50-1 | PSU PLATINUM 900W GEN3 | 50 | PSU | PSU | ['FIT' 'WST'] | KABE | 0 | Material
S26113-E628-V60-1 | 10602640251 | S26113-E628-V60-1 | S26113-E628-V60-1 | S26113-E628-V60-1 | PSU PLATINUM 900W GEN3 | 50 | PSU | PSU | ['FIT' 'MW' 'WST'] | KABE | 0 | Material
S26113-E629-V50-1 | 10602528830 | S26113-E629-V50-1 | S26113-E629-V50-1 | S26113-E629-V50-1 | PSU TITANIUM 900W GEN3 | 50 | PSU | PSU | ['FIT' 'MW' 'WST'] | KABE | 0 | Material
S26113-E630-V50-1 | 10602528831 | S26113-E630-V50-1 |  | S26113-E630-V50-1 | PSU PLATINUM 1600W | 50 | PSU | PSU | ['FIT' 'WST'] | KABE | 0 | Material
S26113-E631-V60-1 | 10602528832 | S26113-E631-V60-1 |  |  | PSU 380V HVDC 1600W GEN3 | 50 | PSU | PSU | ['FIT'] | KABE | 0 | Material
S26113-E646-V50-1 | 10602640249 | S26113-E646-V50-1 | S26113-E646-V50-1 | S26113-E646-V50-1 | PSU PLATINUM 2200W GEN3 | 50 | PSU | PSU | ['FIT' 'MW' 'WST'] | KABE | 0 | Material
S26113-E647-V50-1 | 10602640250 | S26113-E647-V50-1 |  | S26113-E647-V50-1 | PSU -48V DC 1300W GEN3 | 50 | PSU | PSU | ['FIT' 'WST'] | KABE | 0 | Material
S26113-E649-V90-1 | 10602778074 | S26113-E649-V90-1 | S26113-E649-V90-1 | S26113-E649-V90-1 | 2600W PSU PROJ.1 | 50 | PSU | PSU | ['FIT' 'MW' 'WST'] | KABE | 0 | Material
S26113-E650-V50-1 |  |  |  |  | PSU reversed fan 500W GEN3 |  | Small parts | Small parts | ['FIT'] |  | 0 | Material
S26113-E651-V50-1 | 10603013752 | S26113-E651-V50-1 | S26113-E651-V50-1 | S26113-E651-V50-1 | PSU 500W TITANIUM GEN3+ | 50 | PSU | PSU | ['FIT' 'MW' 'WST'] | KABE | 0 | Material
S26113-E652-V60-1 | 10603040860 | S26113-E652-V60-1 | S26113-E652-V60-1 | S26113-E652-V60-1 | PSU 1600W TITANIUM GEN3+ | 50 | PSU | PSU | ['FIT' 'MW' 'WST'] | KABE | 0 | Material
S26113-E653-V60-1 | 10603040861 | S26113-E653-V60-1 | S26113-E653-V60-1 | S26113-E653-V60-1 | PSU 2400W TITANIUM GEN3+ | 50 | PSU | PSU | ['FIT' 'MW' 'WST'] | KABE | 0 | Material
S26113-E663-V50-1 | 10603208777 | S26113-E663-V50-1 | S26113-E663-V50-1 | S26113-E663-V50-1 | PSU 450W STD | 50 | PSU | PSU | ['FIT' 'MW' 'WST'] | KABE | 0 | Material
S26113-E664-V70-1 | 10603356297 | S26113-E664-V70-1 | S26113-E664-V70-1 | S26113-E664-V70-1 | PSU 400W STD, PLATINUM | 30 | PSU | PSU | ['MW' 'FIT' 'WST'] | KABE | 0 | Material
S26113-E665-V71-1 | 10603356298 | S26113-E665-V71-1 | S26113-E665-V71-1 |  | PSU 280W STD, PLATINUM | 30 | PSU | PSU | ['MW' 'FIT'] | KABE | 0 | Material
S26113-F574-L13 |  |  |  |  | RED.PSU 800W 2.GEN |  |  |  | ['WST'] |  | 3 | SOI/L-part
S26113-F575-L13 | 2012779831 |  |  | S26113-F575-L13 | RED.PSU 450W 2.GEN |  |  |  | ['WST'] |  | 3 | SOI/L-part
S26113-F575-L138 |  |  |  |  | RED.PSU 450W |  |  |  | ['WST'] |  | 3 | SOI/L-part
S26361-D1473-V316 |  |  |  |  | NVS315 FH |  | IO card | Graphic card | ['FIT'] |  | 0 | Material
S26361-D1473-V319 |  |  |  |  | NVS315 LP |  | IO card | Graphic card | ['FIT'] |  | 0 | Material
S26361-D1473-V33 |  |  |  |  | NVS290 256MB X1 |  | IO card | Graphic card | ['FIT'] |  | 0 | Material
S26361-D1473-V337 |  |  |  |  | NVS300 512MB X1 |  | Small parts | IB card | ['FIT'] |  | 0 | Material
S26361-D1473-V37 |  |  |  |  | NVS300 512MB X1 |  | Small parts | IB card | ['FIT'] |  | 0 | Material
S26361-D2507-D11-1-R791 |  |  |  |  | SAS CARD-4P(NB) |  | Small parts | Spare parts | ['FIT'] |  | 0 | Material
S26361-D2607-A21-1-R791 |  |  |  |  | Lynx2 B2 |  | Small parts | Spare parts | ['FIT'] |  | 0 | Material
S26361-D2616-A22-1-R791 |  |  |  |  | COUGAR 2 |  | Small parts | Spare parts | ['FIT'] |  | 0 | Material
S26361-D2619-N15-2-R791 |  |  |  |  | SYSTEM BOARD |  | BB/Enclosure | Mechanical | ['FIT'] |  | 0 | Material
S26361-D2755-A11-2-R791 |  |  |  |  | Dual Port LAN |  | IO card | LAN Controller Card | ['FIT'] |  | 0 | Material
S26361-D2755-A11-3-R791 |  |  |  |  | IS-PY02942 |  | IO card | Others | ['FIT'] |  | 0 | Material
S26361-D2799-N10-4-R791 |  |  |  |  | SYSTEM BOARD SPARE PARTS |  | BB/Enclosure | Mechanical | ['FIT'] |  | 0 | Material
S26361-D2871-A10 |  |  |  |  | SAS Hot plug bd |  | Others | Others | ['FIT'] |  | 0 | Material
S26361-D2939-A100 |  |  |  |  | SY.B.RX300S7ROM |  | Others | Others | ['FIT'] |  | 0 | Material
S26361-D2939-B100 |  |  |  |  | SY.B.RX300S8 |  | Others | Others | ['FIT'] |  | 0 | Material
S26361-D2949-A100 |  |  |  |  | SY.B.TX300S7ROM |  | Others | Others | ['FIT'] |  | 0 | Material
S26361-D2953-A100 |  |  |  |  | BX400 Z-Box |  | Others | Others | ['FIT'] |  | 0 | Material
S26361-D3000-V4 | 10602562666 | S26361-D3000-V4 | S26361-D3000-V4 | S26361-D3000-V4 | NVIDIA TESLA T4 | 75 | IO card | Graphic card | ['FIT' 'MW' 'WST'] | KABE | 0 | Material
S26361-D3000-V40 |  |  |  |  | 900-22081-1340-000 |  | Small parts | IB card | ['FIT'] |  | 0 | Material
S26361-D3000-V403 |  |  |  |  | 900-5G400-1300-000 |  | Small parts | IB card | ['FIT'] |  | 0 | Material
S26361-D3000-V404FJ |  |  |  |  | IA-SERVER MACNICA |  | Small parts | Small parts | ['FIT'] |  | 0 | Material
S26361-D3000-V44 | 10602145825 | S26361-D3000-V44 |  | S26361-D3000-V44 | QUADRO P400 | 75 | IO card | Graphic card | ['WST'] | KABE | 0 | Material
S26361-D3000-V49 |  |  |  |  | TESLA K40 TTP |  | Small parts | IB card | ['FIT'] |  | 0 | Material
S26361-D3000-V504 |  |  |  |  | QUADRO P5000 |  | IO card | Graphic card | ['FIT'] |  | 0 | Material
S26361-D3000-V6 |  |  |  |  | TESLA M60 |  | IO card | Graphic card | ['FIT'] |  | 0 | Material
S26361-D3000-V80 |  |  |  |  | TESLA K80 FH |  | IO card | Graphic card | ['FIT'] |  | 0 | Material
S26361-D3000-V905 |  |  |  |  | NVIDIA TESLA V100-PCIE |  | IO card | Graphic card | ['FIT'] |  | 0 | Material
S26361-D3000-V910 | 10602145746 | S26361-D3000-V910 |  | S26361-D3000-V910 | TESLA M10 PASSIVE | 50 | IO card | Graphic card | ['FIT' 'WST'] | KABE | 0 | Material
S26361-D3000-V912 |  |  |  |  | 900-2H400-0010- |  | IO card | Graphic card | ['FIT'] |  | 0 | Material
S26361-D3000-V916 |  |  |  |  | 900-2H400-0000- |  | IO card | Graphic card | ['FIT'] |  | 0 | Material
S26361-D3000-V944 | 10602390262 | S26361-D3000-V944 |  |  | QUADRO P400 LP | 75 | IO card | Graphic card | ['WST'] | KABE | 0 | Material
S26361-D3000-V995 |  |  |  |  | TESLA V100 PCI 32GB |  | IO card | Graphic card | ['FIT'] |  | 0 | Material
S26361-D3031-A101-4 |  |  |  |  | SYSTEM BOARD |  | Others | Others | ['FIT'] |  | 0 | Material
S26361-D3032-A103 |  |  |  |  | MOBO RX200 S7 S |  | Small parts | Small parts | ['FIT'] |  | 0 | Material
S26361-D3068-A100 |  |  |  |  | PSU BP |  | Others | Others | ['FIT'] |  | 0 | Material
S26361-D3079-A100 |  |  |  |  | SYS.BOARD TX150 |  | Others | Others | ['FIT'] |  | 0 | Material
S26361-D3099-B100 |  |  |  |  | KIT SYSBOARD D3 |  | Others | Others | ['FIT'] |  | 0 | Material
S26361-D3149-A10 |  |  |  |  | FRONT BRD RX100S7 |  | Others | Others | ['FIT'] |  | 0 | Material
S26361-D3149-B10 |  |  |  |  | FRONT BRD RX100 |  | Others | Others | ['FIT'] |  | 0 | Material
S26361-D3169-A100 |  |  |  |  | D3169 RX2520M1 |  | Others | Others | ['FIT'] |  | 0 | Material
S26361-D3190-A100 |  |  |  |  | IA-EOL |  | Small parts | Cable | ['FIT'] |  | 0 | Material
S26361-D3219-A100 |  |  |  |  | SysBD TX1310M1 spare |  | Others | Others | ['FIT'] |  | 0 | Material
S26361-D3239-A100 |  |  |  |  | KIT SYSBOARD D3 |  | Others | Others | ['FIT'] |  | 0 | Material
S26361-D3239-A101 |  |  |  |  | MB TX1320/1330 |  | Others | Others | ['FIT'] |  | 0 | Material
S26361-D3260-V312 |  |  |  |  | XEON PHI3120P-C |  | CPU | Intel | ['FIT'] |  | 0 | Material
S26361-D3260-V511 |  |  |  |  | XEON PHI5110P-C |  | CPU | Intel | ['FIT'] |  | 0 | Material
S26361-D3302-A100 |  |  |  |  | SYS.BD RX200S8 |  | Others | Others | ['FIT'] |  | 0 | Material
S26361-D3305-A10-1 |  |  |  |  | USB3.0 PCIE CAR |  | Small parts | USB | ['FIT'] |  | 0 | Material
S26361-D3349-A100 |  |  |  |  | Baseboard RX477 |  | Small parts | Spare parts | ['FIT'] |  | 0 | Material
S26361-D3384-B102 |  |  |  |  | D3384-B RX2540 M5 |  |  |  | ['WST'] |  | 3 | SOI/L-part
S26361-D3384-B24 |  |  |  |  | MB RX2540M5 SDS |  | Small parts | Mother Bord | ['FIT'] |  | 0 | Material
S26361-D3483-B22 |  |  |  |  | MB RX2530M5 SDS |  | Small parts | Mother Bord | ['FIT'] |  | 0 | Material
S26361-D3723-A100 |  |  |  |  | TPM-MODULE |  | Small parts | TPM Module | ['FIT'] |  | 0 | Material
S26361-D3749-B100 |  |  |  |  | IA-SERVER QUANTA |  | Small parts | Small parts | ['FIT'] |  | 0 | Material
S26361-D3753-A101 |  |  |  |  | MB BOTTOM |  | Small parts | Small parts | ['FIT'] |  | 0 | Material
S26361-D3753-B101 | 10602414458 | S26361-D3753-B101 |  |  | MB - TOP | 80 | Small parts | Systemboard | ['FIT' 'WST'] | KABE | 0 | Material
S26361-D3753-C101 | 10602463816 | S26361-D3753-C101 | S26361-D3753-C101 | S26361-D3753-C101 | MB - BOTTOM | 80 | Small parts | Systemboard | ['FIT' 'MW' 'WST'] | KABE | 0 | Material
S26361-D3763-A100 |  |  |  |  | TPM module spares |  | Small parts | TPM Module | ['FIT'] |  | 0 | Material
S26361-D3853-A100 |  |  |  |  | NODE AP PCBA |  | Others | Others | ['FIT'] |  | 0 | Material
S26361-D3854-A100 |  |  |  |  | NODE A PCBA |  | Small parts | Small parts | ['FIT'] |  | 0 | Material
S26361-D3857-V100 |  |  |  |  | 900-2H403-0000-000 |  | IO card | Graphic card | ['FIT'] |  | 0 | Material
S26361-D3857-V110 | 10603057647 | S26361-D3857-V110 |  | S26361-D3857-V110 | NVIDIA T400 | 50 | IO card | Graphic card | ['FIT' 'WST'] | KABE | 0 | Material
S26361-D3857-V130 | 10603057648 | S26361-D3857-V130 |  | S26361-D3857-V130 | NVIDIA RTX A4000 | 50 | IO card | Graphic card | ['FIT' 'WST'] | KABE | 0 | Material
S26361-D3857-V140 |  |  |  |  | Tesla P40 |  | IO card | Graphic card | ['FIT'] |  | 0 | Material
S26361-D3857-V150 | 10603057649 | S26361-D3857-V150 |  | S26361-D3857-V150 | NVIDIA A30 | 50 | IO card | Graphic card | ['FIT' 'WST' 'MW'] | KABE | 0 | Material
S26361-D3857-V170 | 10603057650 | S26361-D3857-V170 | S26361-D3857-V170 | S26361-D3857-V170 | NVIDIA A16 | 50 | IO card | Graphic card | ['FIT' 'MW' 'WST'] | KABE | 0 | Material
S26361-D3857-V190 | 10603057651 | S26361-D3857-V190 |  | S26361-D3857-V190 | NVIDIA A100 80GB | 75 | IO card | Graphic card | ['FIT' 'MW' 'WST'] | KABE | 0 | Material
S26361-D3857-V200 |  |  |  |  | TESLA V100 - SXM2 |  | IO card | Graphic card | ['FIT'] |  | 0 | Material
S26361-D3857-V220 | 10603153628 | S26361-D3857-V220 | S26361-D3857-V220 | S26361-D3857-V220 | NVIDIA A2 LP | 50 | IO card | Graphic card | ['FIT' 'MW' 'WST'] | KABE | 0 | Material
S26361-D3857-V221 | 10603154630 | S26361-D3857-V221 | S26361-D3857-V221 | S26361-D3857-V221 | NVIDIA A2 FH | 50 | IO card | Graphic card | ['FIT' 'MW' 'WST'] | KABE | 0 | Material
S26361-D3857-V222 | 10603182912 | S26361-D3857-V222 | S26361-D3857-V222 | S26361-D3857-V222 | NVIDIA T400 4G | 50 | IO card | Graphic card | ['FIT' 'MW' 'WST'] | KABE | 0 | Material
S26361-D3857-V223 | 10603182913 | S26361-D3857-V223 | S26361-D3857-V223 | S26361-D3857-V223 | NVIDIA RTX A4500 | 50 | IO card | Graphic card | ['FIT' 'MW' 'WST'] | KABE | 0 | Material
S26361-D3857-V224 | 10603182922 | S26361-D3857-V224 | S26361-D3857-V224 | S26361-D3857-V224 | NVIDIA A30X | 50 | IO card | Graphic card | ['FIT' 'MW' 'WST'] | KABE | 0 | Material
S26361-D3857-V225 | 10603182923 | S26361-D3857-V225 |  | S26361-D3857-V225 | NVIDIA A100X | 50 | IO card | Graphic card | ['FIT' 'MW' 'WST'] | KABE | 0 | Material
S26361-D3857-V226 | 10603334165 | S26361-D3857-V226 |  |  | NVIDIA H100 | 50 | IO card | Graphic card | ['FIT' 'MW' 'WST'] | KABE | 0 | Material
S26361-D3857-V227 | 10603334166 | S26361-D3857-V227 | S26361-D3857-V227 | S26361-D3857-V227 | NVIDIA L4 | 50 | IO card | Graphic card | ['FIT' 'MW' 'WST'] | KABE | 0 | Material
S26361-D3857-V228 | 10603334167 | S26361-D3857-V228 | S26361-D3857-V228 | S26361-D3857-V228 | NVIDIA L40 | 50 | IO card | Graphic card | ['FIT' 'MW' 'WST'] | KABE | 0 | Material
S26361-D3857-V229 | 10603476804 | S26361-D3857-V229 | S26361-D3857-V229 | S26361-D3857-V229 | NVIDIA RTX6000 ADA | 50 | IO card | Graphic card | ['FIT' 'MW' 'WST'] | KABE | 0 | Material
S26361-D3857-V230 | 10603476640 | S26361-D3857-V230 | S26361-D3857-V230 | S26361-D3857-V230 | NVIDIA L4 | 50 | IO card | Graphic card | ['FIT' 'MW' 'WST'] | KABE | 0 | Material
S26361-D3857-V231 | 10603543770 | S26361-D3857-V231 |  | S26361-D3857-V231 | NVIDIA RTX4000 | 50 | IO card | Graphic card | ['FIT' 'MW' 'WST'] | KABE | 0 | Material
S26361-D3857-V232 |  |  |  |  | TESLA V100 SXM2 32GB |  | IO card | Graphic card | ['FIT'] |  | 0 | Material
S26361-D3857-V233 | 10603543758 | S26361-D3857-V233 | S26361-D3857-V233 | S26361-D3857-V233 | NVIDIA L40S | 50 | IO card | Graphic card | ['FIT' 'MW' 'WST'] | KABE | 0 | Material
S26361-D3857-V30 | 10602879779 | S26361-D3857-V30 |  | S26361-D3857-V30 | NVIDIA A100 40GB PCI | 50 | IO card | Graphic card | ['FIT' 'WST'] | KABE | 0 | Material
S26361-D3857-V304 | 10602682822 | S26361-D3857-V304 | S26361-D3857-V304 | S26361-D3857-V304 | QUADRO RTX4000 | 50 | IO card | Graphic card | ['FIT' 'MW' 'WST'] | KABE | 0 | Material
S26361-D3857-V306 | 10602682823 | S26361-D3857-V306 |  | S26361-D3857-V306 | QUADRO RTX6000 | 75 | IO card | Graphic card | ['FIT' 'MW' 'WST'] | KABE | 0 | Material
S26361-D3857-V308 | 10602682894 | S26361-D3857-V308 | S26361-D3857-V308 |  | QUADRO RTX8000 | 75 | IO card | Graphic card | ['FIT' 'MW'] | KABE | 0 | Material
S26361-D3857-V32 | 10602758001 | S26361-D3857-V32 | S26361-D3857-V32 |  | TESLA V100S PCI 32GB | 50 | IO card | Graphic card | ['FIT' 'MW'] | KABE | 0 | Material
S26361-D3857-V40 | 10602959138 | S26361-D3857-V40 | S26361-D3857-V40 | S26361-D3857-V40 | 2-WAY 2-SLOT X16 NVLINK BRIDGE | 50 | IO card | Graphic card | ['FIT' 'MW' 'WST'] | KABE | 0 | Material
S26361-D3857-V410 | 10602683153 | S26361-D3857-V410 |  |  | TESLA T4 FH | 75 | IO card | Graphic card | ['FIT' 'WST'] | KABE | 0 | Material
S26361-D3857-V44 | 10602758002 | S26361-D3857-V44 | S26361-D3857-V44 | S26361-D3857-V44 | QUADRO P400 FULL HEIGHT | 75 | IO card | Graphic card | ['FIT' 'MW' 'WST'] | KABE | 0 | Material
S26361-D3857-V50 | 10602966586 | S26361-D3857-V50 |  | S26361-D3857-V50 | NVIDIA A40 PCI | 50 | IO card | Graphic card | ['FIT' 'MW' 'WST'] | KABE | 0 | Material
S26361-D3857-V60 | 10602966773 | S26361-D3857-V60 | S26361-D3857-V60 | S26361-D3857-V60 | NVIDIA A10 PCI | 50 | IO card | Graphic card | ['FIT' 'MW' 'WST'] | KABE | 0 | Material
S26361-D3857-V80 | 10602966777 | S26361-D3857-V80 | S26361-D3857-V80 | S26361-D3857-V80 | NVIDIA RTX-A6000 PCI | 50 | IO card | Graphic card | ['FIT' 'WST' 'MW'] | KABE | 0 | Material
S26361-D3880-A100 |  |  |  |  | D-1521 Motherbo |  | Small parts | Small parts | ['FIT'] |  | 0 | Material
S26361-D3880-A101 |  |  |  |  | D-1541 Motherbo |  | Small parts | Small parts | ['FIT'] |  | 0 | Material
S26361-D3880-A102 |  |  |  |  | D-1571 Motherbo |  | Small parts | Small parts | ['FIT'] |  | 0 | Material
S26361-D3890-A100 | 2012724934 |  |  | S26361-D3890-A100 | MOBO-A_RX2530 M6 |  |  |  | ['WST'] |  | 3 | SOI/L-part
S26361-D3890-B100 | 10603111576 | S26361-D3890-B100 |  |  | MOBO-B_RX2530 M6 PFR | 75 |  |  | ['WST'] | KABE | 3 | SOI/L-part | Dummy-Baugruppe | no material | DummyBaugruppe: not a physical part, umbrella code to keep codes together
S26361-D3891-A100 | 2012725342 |  |  | S26361-D3891-A100 | MOBO-A_RX2540 M6 |  |  |  | ['WST'] |  | 3 | SOI/L-part
S26361-D3891-B100 | 2012780394 |  |  | S26361-D3891-B100 | MOBO-A_RX2540 M6 PFR |  |  |  | ['WST'] |  | 3 | SOI/L-part
S26361-D3893-A100 | 10602664066 | S26361-D3893-A100 | S26361-D3893-A100 | S26361-D3893-A100 | SYS. BOARD CX2550 M6 | 75 | Small parts | Systemboard | ['FIT' 'MW' 'WST'] | KABE | 0 | Material
S26361-D3893-A200 |  |  |  |  | IA-SERVER MCT |  | Small parts | Small parts | ['FIT'] |  | 0 | Material
S26361-D3894-A100 | 10602664067 | S26361-D3894-A100 | S26361-D3894-A100 | S26361-D3894-A100 | SYS. BOARD CX2560 M6 | 75 | Small parts | Systemboard | ['FIT' 'MW' 'WST'] | KABE | 0 | Material
S26361-D3929-A100 |  |  |  |  | D3929-A RX1330 M5 MB |  |  |  | ['WST'] |  | 3 | SOI/L-part
S26361-D3931-A100 | 10602826367 | S26361-D3931-A100 |  |  | D3931-A TX1320/30 M5 MB | 50 |  |  | ['WST'] | KABE | 3 | SOI/L-part | Dummy-Baugruppe | no material
S26361-D3982-A100 |  |  |  |  | RX2530 M7 MB |  |  |  | ['WST'] |  | 3 | SOI/L-part
S26361-D3982-A101 |  |  |  |  | RX2530 M7 MB (R02) |  |  |  | ['WST'] |  | 3 | SOI/L-part
S26361-D3983-A101 | 10603542332 | S26361-D3983-A101 |  | S26361-D3983-A101 | RX2540 M7 MB (R02) | 50 |  |  | ['WST'] | KABE | 3 | SOI/L-part | Dummy-Baugruppe
S26361-D3984-A100 |  |  |  |  | RX4770 M7 MB BOTTOM |  |  |  | ['WST'] |  | 3 | SOI/L-part
S26361-D3984-B100 |  |  |  |  | RX4770 M7 MB TOP |  |  |  | ['WST'] |  | 3 | SOI/L-part
S26361-D3985-A100 |  |  |  |  | TX2550 M7 MB |  |  |  | ['WST'] |  | 3 | SOI/L-part
S26361-D3989-A100 |  |  |  |  | SYS. BOARD CX2560 M7 |  |  |  | ['WST'] |  | 3 | SOI/L-part
S26361-F1592-L100 | 2012796379 |  |  | S26361-F1592-L100 | RX2530 HDD CAB KIT |  |  |  | ['WST'] |  | 3 | SOI/L-part
S26361-F1729-L290 | 2012781531 |  |  | S26361-F1729-L290 | CONVERSION KIT FLOOR RACK |  |  |  | ['WST'] |  | 3 | SOI/L-part
S26361-F1790-L254 |  |  |  |  | IRMC4ADVPACKF H |  | Small parts | Small parts | ['FIT'] |  | 0 | Material
S26361-F1790-R340 | 2012944556 |  |  | S26361-F1790-R340 | SD CARD SPARE PARTS |  |  |  | ['WST'] |  | 3 | SOI/L-part
S26361-F2201-L20 |  |  |  |  | CABLE CHANNEL F |  | Cable | Cable | ['FIT'] |  | 0 | Material
S26361-F2333-Z10 |  |  |  |  | SCREW SET F2201L20 |  | Others | Others | ['FIT'] |  | 0 | Material
S26361-F2391-L900 |  |  |  |  | VGA CARD SKYLAK |  | IO card | Graphic card | ['FIT'] |  | 0 | Material
S26361-F2392-L96 |  |  |  |  | DRIVE CAGE |  | Others | Others | ['FIT'] |  | 0 | Material
S26361-F2495-L216 |  |  |  |  | UPGR. 16X 2.5 HDD |  |  |  | ['WST'] |  | 3 | SOI/L-part
S26361-F2495-L308 |  |  |  |  | UPGRATE TO 8X 3.5 HDD |  |  |  | ['WST'] |  | 3 | SOI/L-part
S26361-F2495-L416 |  |  |  |  | UPGR. 2X 8X2.5 HDD DUAL RAID |  |  |  | ['WST'] |  | 3 | SOI/L-part
S26361-F2570-V184 |  |  |  |  | DELIV.KIT13 RED |  | Others | Others | ['FIT'] |  | 0 | Material
S26361-F2570-V380 | 10601521299 | S26361-F2570-V380 |  |  | A3C40138537 | 50 | Others | Others | ['FIT'] | KABE | 0 | Material
S26361-F2570-V464 |  |  |  |  | IA-EOL |  | Others | Others | ['FIT'] |  | 0 | Material
S26361-F2570-V570 |  |  |  |  | IA-EOL |  | Small parts | Cable | ['FIT'] |  | 0 | Material
S26361-F2570-V580 |  |  |  |  | CONVERSION KIT |  | Small parts | Small parts | ['FIT'] |  | 0 | Material
S26361-F2570-V590 |  |  |  |  | CONVERSION KIT FLR |  | Small parts | Small parts | ['FIT'] |  | 0 | Material
S26361-F2570-V602 |  |  |  |  | KIT 4X3.5 HDD U |  | Others | Others | ['FIT'] |  | 0 | Material
S26361-F2570-V612 |  |  |  |  | KIT 8X2.5 HDD U |  | Small parts | Small parts | ['FIT'] |  | 0 | Material
S26361-F2570-V613 |  |  |  |  | KIT 8X2.5 HDD |  | Others | Others | ['FIT'] |  | 0 | Material
S26361-F2570-V621 |  |  |  |  | KIT 4X3.5 HDD S |  | Others | Others | ['FIT'] |  | 0 | Material
S26361-F2570-V630 |  |  |  |  | KIT STANDOFF EX |  | Others | Others | ['FIT'] |  | 0 | Material
S26361-F2570-V700 | 10602374730 | S26361-F2570-V700 | S26361-F2570-V700 | S26361-F2570-V700 | CONVERSION KIT FLRA | 75 | Others | Others | ['FIT' 'MW' 'WST'] | KABE | 0 | Material
S26361-F2571-L920 |  |  |  |  | FRONT-LAN-MODUL |  | Others | Others | ['FIT'] |  | 0 | Material
S26361-F2734-L712 |  |  |  |  | RACK MOUNT KIT |  | Others | Others | ['FIT'] |  | 0 | Material
S26361-F2735-L175 | 2012779817 |  |  | S26361-F2735-L175 | RACK MOUNT KIT F1-C S7 LV |  |  |  | ['WST'] |  | 3 | SOI/L-part
S26361-F2735-L176 |  |  |  |  | RACK MOUNT KIT F1 S7 LV |  |  |  | ['WST'] |  | 3 | SOI/L-part
S26361-F2735-L285 | 2012781560 |  |  | S26361-F2735-L285 | RACK MOUNT KIT F2-C S7 LV |  |  |  | ['WST'] |  | 3 | SOI/L-part
S26361-F2735-L400 | 2012796384 |  |  | S26361-F2735-L400 | RMK-F1 CMA, SL-E |  |  |  | ['WST'] |  | 3 | SOI/L-part
S26361-F2735-L401 |  |  |  |  | RMK-F1, SL-E |  |  |  | ['WST'] |  | 3 | SOI/L-part
S26361-F2735-L8 |  |  |  |  | 1U cable arm dr |  | Cable | Cable | ['FIT'] |  | 0 | Material
S26361-F2735-L81 | 2012796389 |  |  | S26361-F2735-L81 | CMA 1U FOR RMK-F1 DROP-IN |  |  |  | ['WST'] |  | 3 | SOI/L-part
S26361-F2735-L82 | 2012779850 |  |  | S26361-F2735-L82 | CMA 2U FOR RMK-F2 DROP-IN |  |  |  | ['WST'] |  | 3 | SOI/L-part
S26361-F2814-L421 |  |  |  |  | MOBO TX1320TX13 |  | Others | Others | ['FIT'] |  | 0 | Material
S26361-F2814-L422 |  |  |  |  | KIT SYSBOARD D3 |  | Others | Others | ['FIT'] |  | 0 | Material
S26361-F2814-L423 |  |  |  |  | KIT SYSBOARD D3 |  | Others | Others | ['FIT'] |  | 1 | SOI/L-part
S26361-F2814-L433 |  |  |  |  | KIT SYSBOARD RX |  | Others | Others | ['FIT'] |  | 0 | Material
S26361-F2814-L434 |  |  |  |  | KIT SYSBRD D337 |  | Others | Others | ['FIT'] |  | 1 | SOI/L-part
S26361-F2814-L440 |  |  |  |  | KIT SYSBOARD D3 |  | Others | Others | ['FIT'] |  | 0 | Material
S26361-F2814-L503 |  |  |  |  | SYSTEM BOARD |  | Others | Others | ['FIT'] |  | 0 | Material
S26361-F2814-L521 |  |  |  |  | SYS.BRD RX2530M1 MB |  | Others | Others | ['FIT'] |  | 1 | SOI/L-part
S26361-F2814-L522 |  |  |  |  | KIT SYSBRD D327 |  | Others | Others | ['FIT'] |  | 0 | Material
S26361-F2814-L524 |  |  |  |  | KIT SYSBRD D327 |  | Others | Others | ['FIT'] |  | 0 | Material
S26361-F2814-L530 |  |  |  |  | KIT SYSBOARD D3 |  | Others | Others | ['FIT'] |  | 0 | Material
S26361-F2814-L532 |  |  |  |  | KIT RISER D3264 |  | Small parts | LAN card | ['FIT'] |  | 0 | Material
S26361-F2814-L533 |  |  |  |  | KIT RISER D3274 |  | Small parts | LAN card | ['FIT'] |  | 0 | Material
S26361-F2814-L534 |  |  |  |  | KIT RISER D3284 |  | Others | Others | ['FIT'] |  | 0 | Material
S26361-F2814-L538 |  |  |  |  | KIT SysBd D3386 |  | Others | Others | ['FIT'] |  | 1 | SOI/L-part
S26361-F2814-L539 |  |  |  |  | KIT RISER D3391 |  | Others | Others | ['FIT'] |  | 0 | Material
S26361-F2814-L540 |  |  |  |  | KIT OCP CARRIER |  | Others | Others | ['FIT'] |  | 1 | SOI/L-part
S26361-F2814-L541 |  |  |  |  | KIT SYSBOARD D3 |  | Others | Others | ['FIT'] |  | 1 | SOI/L-part
S26361-F2814-L545 |  |  |  |  | KIT SYSBRD D338 |  | Others | Others | ['FIT'] |  | 0 | Material
S26361-F2814-L549 |  |  |  |  | D3489-A RX2530 |  | Others | Others | ['FIT'] |  | 1 | SOI/L-part
S26361-F2814-L550 |  |  |  |  | KIT OCP BRACKET |  | Small parts | Small parts | ['FIT'] |  | 0 | Material
S26361-F2814-L551 |  |  |  |  | KIT OCP BKT SFP |  | Small parts | Small parts | ['FIT'] |  | 0 | Material
S26361-F2814-L602 |  |  |  |  | KIT MAINBOARD D |  | Others | Others | ['FIT'] |  | 1 | SOI/L-part
S26361-F2814-L611 |  |  |  |  | CX600M1 MB |  | Small parts | CX option | ['FIT'] |  | 0 | Material
S26361-F2826-V205 |  |  |  |  | M.BAY KIT 3.5"L |  | Others | Others | ['FIT'] |  | 0 | Material
S26361-F3113-L904 |  |  |  |  | IA-EOL |  | Others | Others | ['FIT'] |  | 0 | Material
S26361-F3120-V3 | 10600634352 | S26361-F3120-V3 |  | S26361-F3120-V3 | SER.PORT CABLEKIT | 50 | Others | Others | ['FIT' 'WST'] | KABE | 0 | Material
S26361-F3131-L884 |  |  |  |  | IA-EOL |  | Others | Others | ['FIT'] |  | 0 | Material
S26361-F3151-L300 |  |  |  |  | PWC.16A C19 C20 |  |  |  | ['WST'] |  | 3 | SOI/L-part
S26361-F3257-L905 |  |  |  |  | Lynx 1064E B3 |  | IO card | RAID Controller Card | ['FIT'] |  | 0 | Material
S26361-F3266-L2 |  |  |  |  | DVD-ROM HH SATA ND |  |  |  | ['WST'] |  | 3 | SOI/L-part
S26361-F3267-L2 | 2012781472 |  |  | S26361-F3267-L2 | DVD-RW SM HH SATA ND |  |  |  | ['WST'] |  | 3 | SOI/L-part
S26361-F3291-L948 |  |  |  |  | DUMMY HDD 3.5" |  | Others | Others | ['FIT'] |  | 0 | Material
S26361-F3292-L784 |  |  |  |  | 2.5 HDD TRAY |  | Others | Others | ['FIT'] |  | 0 | Material
S26361-F3292-L884 |  |  |  |  | DUMMY HDD 2.5" |  | Small parts | Small parts | ['FIT'] |  | 0 | Material
S26361-F3299-L908 |  |  |  |  | USB UFM ASSY. 8 |  | Small parts | Small parts | ['FIT'] |  | 1 | SOI/L-part
S26361-F3552-L1 |  |  |  |  | TPM MODULE |  | Others | Others | ['FIT'] |  | 0 | Material
S26361-F3552-L10 |  |  |  |  | TPM MODULE V2.0 |  |  |  | ['WST'] |  | 3 | SOI/L-part
S26361-F3552-L100 | 2012779839 |  |  | S26361-F3552-L100 | TPM MODULE SPI |  |  |  | ['WST'] |  | 3 | SOI/L-part
S26361-F3552-L301 | 10603134519 | S26361-F3552-L301 |  | S26361-F3552-L301 | TPM 2.0 V1 2/4WAYM5 | 50 |  |  | ['WST'] | ZZVV | 3 | SOI/L-part
S26361-F3552-L901 |  |  |  |  | TPM MODULE |  | Others | Others | ['FIT'] |  | 0 | Material
S26361-F3552-L902 |  |  |  |  | TPM SPACER |  | Others | Others | ['FIT'] |  | 0 | Material
S26361-F3552-L903 |  |  |  |  | SPACER BLACK |  | Others | Others | ['FIT'] |  | 0 | Material
S26361-F3552-L906 |  |  |  |  | TPM-MODUL |  | Small parts | TPM Module | ['FIT'] |  | 0 | Material
S26361-F3552-L907 | 10602430018 | S26361-F3552-L907 |  | S26361-F3552-L907 | TPM MODULE D3127 FUJ | 50 | Others | Others | ['FIT' 'WST'] | KABE | 0 | Material
S26361-F3552-L910 |  |  |  |  | TPM Module |  | Small parts | TPM Module | ['FIT'] |  | 0 | Material
S26361-F3552-L911 | 10602430019 | S26361-F3552-L911 | S26361-F3552-L911 | S26361-F3552-L911 | TPM MODULE D3467 FUJ | 50 | Small parts | TPM Module | ['FIT' 'MW' 'WST'] | KABE | 1 | SOI/L-part | Electronic | KABE
S26361-F3552-L923 |  |  |  |  | TPM D3127 1.2 P |  | Small parts | TPM Module | ['FIT'] |  | 0 | Material
S26361-F3554-L913 |  |  |  |  | 2108 Cougar2 |  | IO card | RAID Controller Card | ['FIT'] |  | 0 | Material
S26361-F3554-L918 |  |  |  |  | D2627_CTR.C. SA |  | Small parts | Small parts | ['FIT'] |  | 0 | Material
S26361-F3610-L911 |  |  |  |  | FH Bracket |  | Others | Others | ['FIT'] |  | 0 | Material
S26361-F3610-L912 |  |  |  |  | LP Bracket |  | Others | Others | ['FIT'] |  | 0 | Material
S26361-F3611-L911 |  |  |  |  | FH Bracket |  | Others | Others | ['FIT'] |  | 0 | Material
S26361-F3611-L912 |  |  |  |  | LP Bracket |  | Others | Others | ['FIT'] |  | 0 | Material
S26361-F3629-L902 |  |  |  |  | Dual port LAN |  | IO card | LAN Controller Card | ['FIT'] |  | 1 | SOI/L-part
S26361-F3629-L911 |  |  |  |  | FH Bracket |  | Small parts | Small parts | ['FIT'] |  | 0 | Material
S26361-F3629-L912 |  |  |  |  | LP Bracket |  | Others | Others | ['FIT'] |  | 0 | Material
S26361-F3640-L502 | 2012779795 |  |  | S26361-F3640-L502 | PLAN EP X710-DA2 2X10GB SFP |  |  |  | ['WST'] |  | 3 | SOI/L-part
S26361-F3640-L504 | 2012779796 |  |  | S26361-F3640-L504 | PLAN EP X710-DA4 4X10GB SFP |  |  |  | ['WST'] |  | 3 | SOI/L-part
S26361-F3641-L6 | 2012779361 |  |  | S26361-F3641-L6 | BD TRIPLE WRITE USL 9.5 |  |  |  | ['WST'] |  | 3 | SOI/L-part
S26361-F3669-L904 |  |  |  |  | COUGAR3_1G_GEN3 |  | IO card | RAID Controller Card | ['FIT'] |  | 0 | Material
S26361-F3674-L901 |  |  |  |  | ROM SCU KEY (FJ |  | IO card | RAID Controller Card | ['FIT'] |  | 0 | Material
S26361-F3699-L20 |  |  |  |  | UPGRADE RED. PSU |  |  |  | ['WST'] |  | 3 | SOI/L-part
S26361-F3718-L2 | 2012779362 |  |  | S26361-F3718-L2 | DVD-ROM USL 9.5 |  |  |  | ['WST'] |  | 3 | SOI/L-part
S26361-F3749-L901 |  |  |  |  | USB3.0 PCIE X1 |  | Small parts | Small parts | ['FIT'] |  | 0 | Material
S26361-F3749-L911 |  |  |  |  | LP BRACKET FOR |  | Small parts | Small parts | ['FIT'] |  | 0 | Material
S26361-F3750-L4 |  |  |  |  | RDX DRIVE USB3.0 5.25" INTERNAL |  |  |  | ['WST'] |  | 3 | SOI/L-part
S26361-F3750-L5 | 2012795016 |  |  | S26361-F3750-L5 | RDX DRIVE USB3.0 3.5" INTERNAL |  |  |  | ['WST'] |  | 3 | SOI/L-part
S26361-F3778-L1 |  |  |  |  | DVD-RW ULTRASLIM 9.5 |  |  |  | ['WST'] |  | 3 | SOI/L-part
S26361-F3818-L984 |  |  |  |  | 2.5HDD Slim Carrier |  | Small parts | Small parts | ['FIT'] |  | 0 | Material
S26361-F3823-L903 |  |  |  |  | PY SAS Expander Mezzanine |  | Small parts | Blade option | ['FIT'] |  | 0 | Material
S26361-F3823-L904 |  |  |  |  | Expander Mezzanine Cable |  | Small parts | Cable | ['FIT'] |  | 0 | Material
S26361-F3823-L940 |  |  |  |  | PRAID CM400i |  | Small parts | Blade option | ['FIT'] |  | 0 | Material
S26361-F3823-L941 |  |  |  |  | PRAID EM400I FJ |  | Others | Others | ['FIT'] |  | 0 | Material
S26361-F3842-L501 |  |  |  |  | PRAID CP400I |  |  |  | ['WST'] |  | 3 | SOI/L-part
S26361-F3846-L31 |  |  |  |  | PCIE RISER X8/X16 |  |  |  | ['WST'] |  | 3 | SOI/L-part
S26361-F3846-L42 |  |  |  |  | MOUNTING 2. GPU |  |  |  | ['WST'] |  | 3 | SOI/L-part
S26361-F3846-L49 |  |  |  |  | CABLE KIT GPU |  |  |  | ['WST'] |  | 3 | SOI/L-part
S26361-F3847-L502 |  |  |  |  | PRAID EP420E |  |  |  | ['WST'] |  | 3 | SOI/L-part
S26361-F3847-L904 | 10602153031 | S26361-F3847-L904 | S26361-F3847-L904 | S26361-F3847-L904 | PRAID EP420E SED FJ | 50 | IO card | RAID Controller Card | ['FIT' 'MW' 'WST'] | KABE | 1 | SOI/L-part | LE | KABE
S26361-F3852-L501 |  |  |  |  | PLAN AP 1X1GBIT CU INTEL I210-T1 |  |  |  | ['WST'] |  | 3 | SOI/L-part
S26361-F3857-L500 |  |  |  |  | RDX MEDIUM 500/1000GB |  |  |  | ['WST'] |  | 3 | SOI/L-part
S26361-F3857-L600 |  |  |  |  | RDX MEDIUM 1TB |  |  |  | ['WST'] |  | 3 | SOI/L-part
S26361-F3872-L930 |  |  |  |  | USB I/O MODULAR |  | Others | Others | ['FIT'] |  | 0 | Material
S26361-F3899-L1 |  |  |  |  | 4*3.5" MEDIUM AREA |  |  |  | ['WST'] |  | 3 | SOI/L-part
S26361-F3907-L100 |  |  |  |  | HD SATA 6G 1TB 7.2K 512E HOT PL 2.5" BC |  |  |  | ['WST'] |  | 3 | SOI/L-part
S26361-F3907-L200 | 2012779411 |  |  | S26361-F3907-L200 | HD SATA 6G 2TB 7.2K 512E HOT PL 2.5" BC |  |  |  | ['WST'] |  | 3 | SOI/L-part
S26361-F3909-L615 | 2012784952 |  |  | S26361-F3909-L615 | 8GB DDR4-2400U ECC |  |  |  | ['WST'] |  | 3 | SOI/L-part
S26361-F3909-L616 |  |  |  |  | 16GB DDR4-2400U ECC |  |  |  | ['WST'] |  | 3 | SOI/L-part
S26361-F3909-L715 |  |  |  |  | 8GB DDR4-2666U ECC |  |  |  | ['WST'] |  | 3 | SOI/L-part
S26361-F3909-L716 | 2012781467 |  |  | S26361-F3909-L716 | 16GB DDR4-2666U ECC |  |  |  | ['WST'] |  | 3 | SOI/L-part
S26361-F3909-L717 |  |  |  |  | 32GB DDR4-2666U ECC |  |  |  | ['WST'] |  | 3 | SOI/L-part
S26361-F3941-L100 |  |  |  |  | USB BOOT CARD HOLDER FJ |  | Small parts | Small parts | ['FIT'] |  | 0 | Material
S26361-F3941-L901 |  |  |  |  | ACOUSTIC FOAM 330* |  | Small parts | Small parts | ['FIT'] |  | 0 | Material
S26361-F3941-L902 |  |  |  |  | ACOUSTIC FOAM 410* |  | Small parts | Small parts | ['FIT'] |  | 0 | Material
S26361-F3941-L910 |  |  |  |  | FAN DUMMY FOAM |  | Small parts | Small parts | ['FIT'] |  | 0 | Material
S26361-F3948-L502 | 2012779793 |  |  | S26361-F3948-L502 | PLAN EP X550-T2 2X10GBASE-T |  |  |  | ['WST'] |  | 3 | SOI/L-part
S26361-F3948-L504 |  |  |  |  | PLAN EP X710-T4 4X10GBASE-T |  |  |  | ['WST'] |  | 3 | SOI/L-part
S26361-F3953-L21 | 2012783187 |  |  | S26361-F3953-L21 | OCP PCI ADAPTER |  |  |  | ['WST'] |  | 3 | SOI/L-part
S26361-F3953-L210 | 2012779790 |  |  | S26361-F3953-L210 | PLAN EM 2X10GB T OCP |  |  |  | ['WST'] |  | 3 | SOI/L-part
S26361-F3953-L211 | 2012779791 |  |  | S26361-F3953-L211 | PLAN EM 2X10GB SFP OCP |  |  |  | ['WST'] |  | 3 | SOI/L-part
S26361-F3953-L401 |  |  |  |  | PLAN EM 4X1GB T OCP |  |  |  | ['WST'] |  | 3 | SOI/L-part
S26361-F3956-L100 | 2012779409 |  |  | S26361-F3956-L100 | HD SATA 6G 1TB 7.2K 512N HOT PL 2.5" BC |  |  |  | ['WST'] |  | 3 | SOI/L-part
S26361-F3956-L200 |  |  |  |  | HD SATA 6G 2TB 7.2K 512N HOT PL 2.5" BC |  |  |  | ['WST'] |  | 3 | SOI/L-part
S26361-F3956-L910 |  |  |  |  | HD SATA 6G 1TB 7.2K 512N HP SFF 20XBULK |  |  |  | ['WST'] |  | 3 | SOI/L-part
S26361-F3956-L920 | 2012781493 |  |  | S26361-F3956-L920 | HD SATA 6G 2TB 7.2K 512N HP SFF 20XBULK |  |  |  | ['WST'] |  | 3 | SOI/L-part
S26361-F3986-L3 | 2012779813 |  |  | S26361-F3986-L3 | SFP+MOD.MMF 10GBE LC |  |  |  | ['WST'] |  | 3 | SOI/L-part
S26361-F3986-L4 | 2012779814 |  |  | S26361-F3986-L4 | SFP+MOD.SMF 10GBE LR |  |  |  | ['WST'] |  | 3 | SOI/L-part
S26361-F3986-L5 | 2012779768 |  |  | S26361-F3986-L5 | SFP+ TRANSCEIVER 10G/1G DUAL RATE SR |  |  |  | ['WST'] |  | 3 | SOI/L-part
S26361-F3986-L6 |  |  |  |  | SFP+ TRANSCEIVER 10G/1G DUAL RATE LR |  |  |  | ['WST'] |  | 3 | SOI/L-part
S26361-F3997-L901 |  |  |  |  | LAN Mezz Card |  | Others | Others | ['FIT'] |  | 0 | Material
S26361-F4005-L950 |  |  |  |  | Plastic HDD Tray 3.5 |  | Small parts | Small parts | ['FIT'] |  | 0 | Material
S26361-F4025-L400 |  |  |  |  | NVIDIA TESLA T4 |  |  |  | ['WST'] |  | 3 | SOI/L-part
S26361-F4025-L560 |  |  |  |  | QUADRO RTX6000 |  |  |  | ['WST'] |  | 3 | SOI/L-part
S26361-F4026-L216 |  |  |  |  | 16GB 1RX4 DDR4-2666 R ECC |  |  |  | ['WST'] |  | 3 | SOI/L-part
S26361-F4026-L22 |  |  |  |  | 16GB 1RX4 DDR4-2666 R ECC |  |  |  | ['WST'] |  | 3 | SOI/L-part
S26361-F4026-L23 |  |  |  |  | 32GB 2RX4 DDR4-2666 R ECC |  |  |  | ['WST'] |  | 3 | SOI/L-part
S26361-F4026-L232 | 2012942237 |  |  | S26361-F4026-L232 | 32GB 2RX4 DDR4-2666 R ECC |  |  |  | ['WST'] |  | 3 | SOI/L-part
S26361-F4026-L632 |  |  |  |  | 32GB 2RX4 DDR4-2666 R ECC |  |  |  | ['WST'] |  | 3 | SOI/L-part
S26361-F4042-L110 | 2012779746 |  |  | S26361-F4042-L110 | PRAID FBU345 |  |  |  | ['WST'] |  | 3 | SOI/L-part
S26361-F4042-L113 | 2012784076 |  |  | S26361-F4042-L113 | PRAID FBU345 RX4770M4 |  |  |  | ['WST'] |  | 3 | SOI/L-part
S26361-F4042-L502 | 2012779741 |  |  | S26361-F4042-L502 | PRAID EP520I FH/LP |  |  |  | ['WST'] |  | 3 | SOI/L-part
S26361-F4042-L508 |  |  |  |  | PRAID EP580I FH/LP |  |  |  | ['WST'] |  | 3 | SOI/L-part
S26361-F4042-L514 | 2012796378 |  |  | S26361-F4042-L514 | PRAID EP540I FH/LP |  |  |  | ['WST'] |  | 3 | SOI/L-part
S26361-F4042-L610 |  |  |  |  | PRAID FBU345 |  |  |  | ['WST'] |  | 3 | SOI/L-part
S26361-F4043-L502 |  |  |  |  | PFC EP QLE2742 2X 32GB |  |  |  | ['WST'] |  | 3 | SOI/L-part
S26361-F4044-L502 | 2012779762 |  |  | S26361-F4044-L502 | PFC EP LPE32002 2X 32GB |  |  |  | ['WST'] |  | 3 | SOI/L-part
S26361-F4045-L64 |  |  |  |  | DUAL MICROSD 64GB |  |  |  | ['WST'] |  | 3 | SOI/L-part
S26361-F4047-L21 |  |  |  |  | 8*2.5" MEDIUM AREA |  |  |  | ['WST'] |  | 3 | SOI/L-part
S26361-F4051-L830 | 2012796375 |  |  | S26361-F4051-L830 | COOLER RX2530 130W |  |  |  | ['WST'] |  | 3 | SOI/L-part
S26361-F4051-L841 |  |  |  |  | COOLER RX2540 160W |  |  |  | ['WST'] |  | 3 | SOI/L-part
S26361-F4051-L842 |  |  |  |  | COOLER RX2540 205W |  |  |  | ['WST'] |  | 3 | SOI/L-part
S26361-F4051-L850 |  |  |  |  | COOLER TX2550 |  |  |  | ['WST'] |  | 3 | SOI/L-part
S26361-F4052-L701 |  |  |  |  | QSFP28 TRANSCEIVER 100G SR4 MPO 850NM |  |  |  | ['WST'] |  | 3 | SOI/L-part
S26361-F4053-L703 | 2012779784 |  |  | S26361-F4053-L703 | QSFP+ TRANSCEIVER 40G SR4 MPO 850NM |  |  |  | ['WST'] |  | 3 | SOI/L-part
S26361-F4054-L502 | 2012779778 |  |  | S26361-F4054-L502 | PLAN EP MCX4-LX 25GB 2P SFP28 LP, FH |  |  |  | ['WST'] |  | 3 | SOI/L-part
S26361-F4054-L701 |  |  |  |  | SFP28 TRANSCEIVER 25G SR LC 850NM |  |  |  | ['WST'] |  | 3 | SOI/L-part
S26361-F4055-L502 | 2012779783 |  |  | S26361-F4055-L502 | PLAN EP XXV710-DA2 |  |  |  | ['WST'] |  | 3 | SOI/L-part
S26361-F4055-L701 |  |  |  |  | SFP28 25G SR LC 850NM |  |  |  | ['WST'] |  | 3 | SOI/L-part
S26361-F4063-L504 |  |  |  |  | PRAID EP540E FH/LP |  |  |  | ['WST'] |  | 3 | SOI/L-part
S26361-F4066-L11 | 2012779358 |  |  | S26361-F4066-L11 | MINIDP-DP ADAPTER |  |  |  | ['WST'] |  | 3 | SOI/L-part
S26361-F4066-L12 |  |  |  |  | DP TO VGA ADAPTER |  |  |  | ['WST'] |  | 3 | SOI/L-part
S26361-F4066-L400 | 2012781469 |  |  | S26361-F4066-L400 | NVIDIA QUADRO P400 FH |  |  |  | ['WST'] |  | 3 | SOI/L-part
S26361-F4066-L401 |  |  |  |  | NVIDIA QUADRO P400 LP |  |  |  | ['WST'] |  | 3 | SOI/L-part
S26361-F4082-L108 | 2012779329 |  |  | S26361-F4082-L108 | XEON SILVER 4208 |  |  |  | ['WST'] |  | 3 | SOI/L-part
S26361-F4082-L110 | 2012779330 |  |  | S26361-F4082-L110 | XEON SILVER 4210 |  |  |  | ['WST'] |  | 3 | SOI/L-part
S26361-F4082-L114 |  |  |  |  | XEON SILVER 4214 |  |  |  | ['WST'] |  | 3 | SOI/L-part
S26361-F4082-L116 | 2012779334 |  |  | S26361-F4082-L116 | XEON SILVER 4216 |  |  |  | ['WST'] |  | 3 | SOI/L-part
S26361-F4082-L217 |  |  |  |  | XEON GOLD 5217 |  |  |  | ['WST'] |  | 3 | SOI/L-part
S26361-F4082-L222 | 2012779294 |  |  | S26361-F4082-L222 | XEON GOLD 5222 |  |  |  | ['WST'] |  | 3 | SOI/L-part
S26361-F4082-L334 |  |  |  |  | XEON GOLD 6234 |  |  |  | ['WST'] |  | 3 | SOI/L-part
S26361-F4082-L814 | 2012885275 |  |  | S26361-F4082-L814 | INTEL XEON SILVER 4214R 12C 2.40 GHZ |  |  |  | ['WST'] |  | 3 | SOI/L-part
S26361-F4082-L815 |  |  |  |  | INTEL XEON SILVER 4215R 8C 3.20 GHZ |  |  |  | ['WST'] |  | 3 | SOI/L-part
S26361-F4082-L826 |  |  |  |  | INTEL XEON GOLD 6226R 16C 2.90 GHZ |  |  |  | ['WST'] |  | 3 | SOI/L-part
S26361-F4083-L108 |  |  |  |  | 8GB 1RX8 DDR4-2933 R ECC |  |  |  | ['WST'] |  | 3 | SOI/L-part
S26361-F4083-L116 | 2012779338 |  |  | S26361-F4083-L116 | 16GB 2RX8 DDR4-2933 R ECC |  |  |  | ['WST'] |  | 3 | SOI/L-part
S26361-F4083-L316 | 2012779337 |  |  | S26361-F4083-L316 | 16GB 1RX4 DDR4-2933 R ECC |  |  |  | ['WST'] |  | 3 | SOI/L-part
S26361-F4083-L317 |  |  |  |  | 16GB 1RX4 DDR4-2933 R ECC |  |  |  | ['WST'] |  | 3 | SOI/L-part
S26361-F4083-L332 | 2012779341 |  |  | S26361-F4083-L332 | 32GB 2RX4 DDR4-2933 R ECC |  |  |  | ['WST'] |  | 3 | SOI/L-part
S26361-F4083-L333 | 2012779342 |  |  | S26361-F4083-L333 | 32GB 2RX4 DDR4-2933 R ECC |  |  |  | ['WST'] |  | 3 | SOI/L-part
S26361-F4083-L364 | 2012779344 |  |  | S26361-F4083-L364 | 64GB 2RX4 DDR4-2933 R ECC |  |  |  | ['WST'] |  | 3 | SOI/L-part
S26361-F4083-L428 |  |  |  |  | 128GB 4RX4 DDR4-2933 LR ECC |  |  |  | ['WST'] |  | 3 | SOI/L-part
S26361-F4083-L464 |  |  |  |  | 64GB 4RX4 DDR4-2933 LR ECC |  |  |  | ['WST'] |  | 3 | SOI/L-part
S26361-F4083-L832 | 2012782124 |  |  | S26361-F4083-L832 | 32GB 2RX4 DDR4-2933 R ECC |  |  |  | ['WST'] |  | 3 | SOI/L-part
S26361-F4083-L864 |  |  |  |  | 64GB 2RX4 DDR4-2933 R ECC |  |  |  | ['WST'] |  | 3 | SOI/L-part
S26361-F4083-L964 |  |  |  |  | 64GB 4RX4 DDR4-2933 LR ECC |  |  |  | ['WST'] |  | 3 | SOI/L-part
S26361-F4480-L908 |  |  |  |  | SAS HBA Mezz. |  | IO card | RAID Controller Card | ['FIT'] |  | 0 | Material
S26361-F4481-L903 |  |  |  |  | SATA CBL RED |  | IO card | RAID Controller Card | ['FIT'] |  | 0 | Material
S26361-F4481-L904 |  |  |  |  | SATA CBL GR |  | IO card | RAID Controller Card | ['FIT'] |  | 0 | Material
S26361-F4481-L912 |  |  |  |  | RAID Mezzanine |  | IO card | RAID Controller Card | ['FIT'] |  | 0 | Material
S26361-F4496-L910 |  |  |  |  | HDD BACKPLANE |  | Others | Others | ['FIT'] |  | 0 | Material
S26361-F4496-L920 |  |  |  |  | EXPANDER |  | Small parts | Small parts | ['FIT'] |  | 0 | Material
S26361-F4496-L935 |  |  |  |  | BD-INTERPOSER 2 |  | Small parts | Small parts | ['FIT'] |  | 0 | Material
S26361-F4496-L940 |  |  |  |  | LED BOARD |  | Others | Others | ['FIT'] |  | 0 | Material
S26361-F4496-L952 |  |  |  |  | SX960 ADD PARTS |  | Others | Others | ['FIT'] |  | 0 | Material
S26361-F4496-L960 |  |  |  |  | SX9X0_SASCON |  | Others | Others | ['FIT'] |  | 0 | Material
S26361-F4496-L966 |  |  |  |  | SX980S2 Add Part FJ |  | Others | Others | ['FIT'] |  | 0 | Material
S26361-F4496-L972 |  |  |  |  | #SX9X0 S1 BAREB |  | Others | Others | ['FIT'] |  | 0 | Material
S26361-F4496-L973 |  |  |  |  | SX960/980 S1 BA |  | Others | Others | ['FIT'] |  | 0 | Material
S26361-F4531-L902 |  |  |  |  | Puma3-Lite Gen3 |  | Small parts | Blade option | ['FIT'] |  | 0 | Material
S26361-F4531-L912 |  |  |  |  | PY SAS RAID HDD |  | Others | Others | ['FIT'] |  | 0 | Material
S26361-F4531-L913 |  |  |  |  | Puma3 |  | Small parts | Blade option | ['FIT'] |  | 0 | Material
S26361-F4532-L901 |  |  |  |  | CB SAS SWITCH |  | Others | Others | ['FIT'] |  | 0 | Material
S26361-F4610-L502 | 2012779798 |  |  | S26361-F4610-L502 | PLAN CP 2X1GBIT CU INTEL I350-T2 |  |  |  | ['WST'] |  | 3 | SOI/L-part
S26361-F4610-L504 | 2012779799 |  |  | S26361-F4610-L504 | PLAN CP 4X1GBIT CU INTEL I350-T4 |  |  |  | ['WST'] |  | 3 | SOI/L-part
S26361-F4610-L522 | 2012795020 |  |  | S26361-F4610-L522 | PLAN CP 2X1GBIT CU INTEL I350-T2 BULK |  |  |  | ['WST'] |  | 3 | SOI/L-part
S26361-F4610-L524 | 2012795021 |  |  | S26361-F4610-L524 | PLAN CP 4X1GBIT CU INTEL I350-T4 BULK |  |  |  | ['WST'] |  | 3 | SOI/L-part
S26361-F5243-L100 |  |  |  |  | PRAID EP400I TFM |  |  |  | ['WST'] |  | 3 | SOI/L-part
S26361-F5243-L11 |  |  |  |  | PRAID EP400I |  |  |  | ['WST'] |  | 3 | SOI/L-part
S26361-F5243-L110 |  |  |  |  | PRAID EP400 FBU |  |  |  | ['WST'] |  | 3 | SOI/L-part
S26361-F5243-L115 |  |  |  |  | PRAID EP4X0 FBU 25,75,85 |  |  |  | ['WST'] |  | 3 | SOI/L-part
S26361-F5243-L12 | 2012779739 |  |  | S26361-F5243-L12 | PRAID EP420I |  |  |  | ['WST'] |  | 3 | SOI/L-part
S26361-F5243-L2 |  |  |  |  | PRAID EP420I |  |  |  | ['WST'] |  | 3 | SOI/L-part
S26361-F5243-L200 |  |  |  |  | PRAID EP420I TFM |  |  |  | ['WST'] |  | 3 | SOI/L-part
S26361-F5243-L670 |  |  |  |  | RAID ADV SW OPT |  |  |  | ['WST'] |  | 3 | SOI/L-part
S26361-F5243-L904 |  |  |  |  | PRAID EP420I SE |  | IO card | RAID Controller Card | ['FIT'] |  | 0 | Material
S26361-F5243-L906 |  |  |  |  | PRAID EP440I SED |  | IO card | RAID Controller Card | ['FIT'] |  | 1 | SOI/L-part
S26361-F5266-L901 |  |  |  |  | RISER KARTE PCI |  | Others | Others | ['FIT'] |  | 0 | Material
S26361-F5267-L901 |  |  |  |  | PPCI EP X16 SWI |  | Small parts | Small parts | ['FIT'] |  | 0 | Material
S26361-F5302-L910 |  |  |  |  | D3275_2X10G BAS |  | IO card | LAN Controller Card | ['FIT'] |  | 0 | Material
S26361-F5302-L911 |  |  |  |  | D3265 _ 2X10G S |  | IO card | LAN Controller Card | ['FIT'] |  | 0 | Material
S26361-F5302-L920 |  |  |  |  | PLAN EM 2X10GB |  | IO card | LAN Controller Card | ['FIT'] |  | 0 | Material
S26361-F5302-L921 |  |  |  |  | D3245 _ 2X1GBE |  | IO card | LAN Controller Card | ['FIT'] |  | 0 | Material
S26361-F5302-L941 |  |  |  |  | D3255 _ 4X1GBE |  | IO card | LAN Controller Card | ['FIT'] |  | 0 | Material
S26361-F5531-L530 |  |  |  |  | HD SAS 12G 300GB 15K SFF HP EP |  |  |  | ['WST'] |  | 3 | SOI/L-part
S26361-F5531-L560 | 2012781516 |  |  | S26361-F5531-L560 | HD SAS 12G 600GB 15K SFF HP EP |  |  |  | ['WST'] |  | 3 | SOI/L-part
S26361-F5531-L590 | 2012779405 |  |  | S26361-F5531-L590 | HD SAS 12G 900GB 15K SFF HP |  |  |  | ['WST'] |  | 3 | SOI/L-part
S26361-F5532-L530 |  |  |  |  | HD SAS 12G 300GB 15K LFF HP EP |  |  |  | ['WST'] |  | 3 | SOI/L-part
S26361-F5532-L590 |  |  |  |  | HD SAS 12G 900GB 15K SFF IN LFF |  |  |  | ['WST'] |  | 3 | SOI/L-part
S26361-F5543-L112 | 2012781513 |  |  | S26361-F5543-L112 | HD SAS 12G 1.2TB 10K SFF HP EP |  |  |  | ['WST'] |  | 3 | SOI/L-part
S26361-F5543-L118 |  |  |  |  | HD SAS 12G 1.8TB 10K SFF HP EP |  |  |  | ['WST'] |  | 3 | SOI/L-part
S26361-F5543-L124 | 2012779712 |  |  | S26361-F5543-L124 | HD SAS 12G 2.4TB IN SFF SLIM |  |  |  | ['WST'] |  | 3 | SOI/L-part
S26361-F5543-L190 |  |  |  |  | HD SAS 12G 900GB 10K SFF HP EP |  |  |  | ['WST'] |  | 3 | SOI/L-part
S26361-F5550-L112 | 2012781480 |  |  | S26361-F5550-L112 | HD SAS 12G 1200GB 10K SFF 512N HP EP |  |  |  | ['WST'] |  | 3 | SOI/L-part
S26361-F5550-L130 |  |  |  |  | HD SAS 12G 300GB 10K SFF 512N HP EP |  |  |  | ['WST'] |  | 3 | SOI/L-part
S26361-F5550-L160 | 2012781486 |  |  | S26361-F5550-L160 | HD SAS 12G 600GB 10K SFF 512N HP EP |  |  |  | ['WST'] |  | 3 | SOI/L-part
S26361-F5550-L190 |  |  |  |  | HD SAS 12G 900GB 10K SFF 512N HP EP |  |  |  | ['WST'] |  | 3 | SOI/L-part
S26361-F5550-L960 |  |  |  |  | HD SAS 12G 600GB 10K HP SFF EP 20XBULK |  |  |  | ['WST'] |  | 3 | SOI/L-part
S26361-F5568-L112 |  |  |  |  | HD SAS 12G 1200GB 10K LFF HP EP |  |  |  | ['WST'] |  | 3 | SOI/L-part
S26361-F5568-L130 |  |  |  |  | HD SAS 12G 300GB 10K LFF HP EP |  |  |  | ['WST'] |  | 3 | SOI/L-part
S26361-F5568-L160 |  |  |  |  | HD SAS 12G 600GB 10K LFF HP EP |  |  |  | ['WST'] |  | 3 | SOI/L-part
S26361-F5569-L118 |  |  |  |  | HD SAS 12G 1800GB 10K LFF 512E HP EP |  |  |  | ['WST'] |  | 3 | SOI/L-part
S26361-F5571-L120 |  |  |  |  | HD SAS 12G 12TB 7K2 512E HOT PL LFF BC |  |  |  | ['WST'] |  | 3 | SOI/L-part
S26361-F5571-L140 | 2012779381 |  |  | S26361-F5571-L140 | HD SAS 12G 14TB 7K2 512E LFF BC |  |  |  | ['WST'] |  | 3 | SOI/L-part
S26361-F5571-L160 | 10602758306 | S26361-F5571-L160 |  |  | HD SAS 12G 16TB 7K2 512E LFF BC | 50 |  |  | ['WST'] | ZZVV | 3 | SOI/L-part
S26361-F5580-L501 |  |  |  |  | PFC EP QLE2690 SINGLE CH MIT FH BLENDE |  |  |  | ['WST'] |  | 3 | SOI/L-part
S26361-F5580-L502 | 2012779758 |  |  | S26361-F5580-L502 | PFC EP QLE2692 DUAL CH MIT FH BLENDE |  |  |  | ['WST'] |  | 3 | SOI/L-part
S26361-F5582-L124 |  |  |  |  | HD SED SAS 12G 2.4TB IN SFF SLIM |  |  |  | ['WST'] |  | 3 | SOI/L-part
S26361-F5588-L384 |  |  |  |  | SSD SATA 6G MU 3.84TB IN SFF SLIM |  |  |  | ['WST'] |  | 3 | SOI/L-part
S26361-F5596-L501 |  |  |  |  | PFC EP LPE31000 1X 16GB EMULEX |  |  |  | ['WST'] |  | 3 | SOI/L-part
S26361-F5596-L502 | 2012779760 |  |  | S26361-F5596-L502 | PFC EP LPE31002 2X 16GB EMULEX |  |  |  | ['WST'] |  | 3 | SOI/L-part
S26361-F5600-L200 |  |  |  |  | HD SAS 12G 2TB 7K2 512N HOT PL SFF BC |  |  |  | ['WST'] |  | 3 | SOI/L-part
S26361-F5601-L35 | 2012781496 |  |  | S26361-F5601-L35 | HDD DUMMY LFF SL CARRIER |  |  |  | ['WST'] |  | 3 | SOI/L-part
S26361-F5606-L1 | 2012779365 |  |  | S26361-F5606-L1 | LTO7HH ULTR 6.0TB 300MB/S SAS 6GB |  |  |  | ['WST'] |  | 3 | SOI/L-part
S26361-F5624-L140 | 2012779367 |  |  | S26361-F5624-L140 | HD SED SAS 12G 14TB 7K2 512E LFF BC |  |  |  | ['WST'] |  | 3 | SOI/L-part
S26361-F5626-L200 |  |  |  |  | HD SAS 12G 2TB 7K2 512N HOT PL LFF BC |  |  |  | ['WST'] |  | 3 | SOI/L-part
S26361-F5626-L400 |  |  |  |  | HD SAS 12G 4TB 7K2 512N HOT PL LFF BC |  |  |  | ['WST'] |  | 3 | SOI/L-part
S26361-F5635-L600 | 2012779399 |  |  | S26361-F5635-L600 | HD SAS 12G 6TB 7K2 512E HOT PL LFF BC |  |  |  | ['WST'] |  | 3 | SOI/L-part
S26361-F5635-L800 |  |  |  |  | HD SAS 12G 8TB 7K2 512E HOT PL LFF BC |  |  |  | ['WST'] |  | 3 | SOI/L-part
S26361-F5636-L100 | 2012779410 |  |  | S26361-F5636-L100 | HD BC-SATA 6G 1TB 7K2 512N HOT PL LFF |  |  |  | ['WST'] |  | 3 | SOI/L-part
S26361-F5636-L200 | 2012779413 |  |  | S26361-F5636-L200 | HD BC-SATA 6G 2TB 7K2 512N HOT PL LFF |  |  |  | ['WST'] |  | 3 | SOI/L-part
S26361-F5636-L400 |  |  |  |  | HD BC-SATA 6G 4TB 7K2 512N HOT PL LFF |  |  |  | ['WST'] |  | 3 | SOI/L-part
S26361-F5637-L100 | 2012784959 |  |  | S26361-F5637-L100 | HD BC-SATA 1TB NON-HOT LFF |  |  |  | ['WST'] |  | 3 | SOI/L-part
S26361-F5637-L400 | 2012784961 |  |  | S26361-F5637-L400 | HD BC-SATA 4TB NON-HOT LFF |  |  |  | ['WST'] |  | 3 | SOI/L-part
S26361-F5638-L600 | 2012779415 |  |  | S26361-F5638-L600 | HD BC-SATA 6G 6TB 7K2 512E HOT PL LFF |  |  |  | ['WST'] |  | 3 | SOI/L-part
S26361-F5638-L800 | 2012779416 |  |  | S26361-F5638-L800 | HD BC-SATA 6G 8TB 7K2 512E HOT PL LFF |  |  |  | ['WST'] |  | 3 | SOI/L-part
S26361-F5639-L600 |  |  |  |  | HD BC-SATA 6TB NON-HOT LFF |  |  |  | ['WST'] |  | 3 | SOI/L-part
S26361-F5651-L510 |  |  |  |  | PLAN EM 2X10GB SFP OCP FOR CX400 M4 |  |  |  | ['WST'] |  | 3 | SOI/L-part
S26361-F5651-L530 |  |  |  |  | PLAN EM 4X 1GB T OCP FOR CX400 M4 |  |  |  | ['WST'] |  | 3 | SOI/L-part
S26361-F5651-L550 | 2012782148 |  |  | S26361-F5651-L550 | PLAN EM 4X10GB SFP OCP FOR CX400 M4 |  |  |  | ['WST'] |  | 3 | SOI/L-part
S26361-F5700-L480 |  |  |  |  | SSD SATA 6G RI 480GB IN LFF SLIM |  |  |  | ['WST'] |  | 3 | SOI/L-part
S26361-F5701-L240 |  |  |  |  | SSD SATA 6G RI 240GB IN SFF SLIM |  |  |  | ['WST'] |  | 3 | SOI/L-part
S26361-F5709-L800 |  |  |  |  | SSD SAS 12G WI 800GB IN LFF SLIM |  |  |  | ['WST'] |  | 3 | SOI/L-part
S26361-F5710-L800 |  |  |  |  | SSD SAS 12G WI 800GB IN SFF SLIM |  |  |  | ['WST'] |  | 3 | SOI/L-part
S26361-F5719-L750 |  |  |  |  | SSD PCIE3 SFF WI 750GB |  |  |  | ['WST'] |  | 3 | SOI/L-part
S26361-F5720-L160 | 2012782129 |  |  | S26361-F5720-L160 | HD SAS 12G 600GB 10K SFF 512N HP EP |  |  |  | ['WST'] |  | 3 | SOI/L-part
S26361-F5726-L530 | 2012779391 |  |  | S26361-F5726-L530 | HD SAS 12G 300GB 15K LFF HP EP |  |  |  | ['WST'] |  | 3 | SOI/L-part
S26361-F5726-L560 |  |  |  |  | HD SAS 12G 600GB 15K LFF HP EP |  |  |  | ['WST'] |  | 3 | SOI/L-part
S26361-F5727-L530 |  |  |  |  | HD SAS 12G 300GB 15K SFF HP EP |  |  |  | ['WST'] |  | 3 | SOI/L-part
S26361-F5727-L560 | 2012779397 |  |  | S26361-F5727-L560 | HD SAS 12G 600GB 15K SFF HP EP |  |  |  | ['WST'] |  | 3 | SOI/L-part
S26361-F5728-L112 |  |  |  |  | HD SAS 12G 1.2TB 10K LFF HP EP |  |  |  | ['WST'] |  | 3 | SOI/L-part
S26361-F5728-L130 |  |  |  |  | HD SAS 12G 300GB 10K LFF HP EP |  |  |  | ['WST'] |  | 3 | SOI/L-part
S26361-F5729-L112 | 2012779375 |  |  | S26361-F5729-L112 | HD SAS 12G 1.2TB 10K SFF 512N HP EP |  |  |  | ['WST'] |  | 3 | SOI/L-part
S26361-F5729-L130 | 2012779387 |  |  | S26361-F5729-L130 | HD SAS 12G 300GB 10K SFF 512N HP EP |  |  |  | ['WST'] |  | 3 | SOI/L-part
S26361-F5729-L160 | 2012779394 |  |  | S26361-F5729-L160 | HD SAS 12G 600GB 10K SFF 512N HP EP |  |  |  | ['WST'] |  | 3 | SOI/L-part
S26361-F5729-L190 | 2012779403 |  |  | S26361-F5729-L190 | HD SAS 12G 900GB 10K SFF 512N HP EP |  |  |  | ['WST'] |  | 3 | SOI/L-part
S26361-F5729-L912 | 2012779377 |  |  | S26361-F5729-L912 | HDD SAS 12G 10K 1.2TB SFF H-P 20XBULK |  |  |  | ['WST'] |  | 3 | SOI/L-part
S26361-F5730-L112 | 2012779374 |  |  | S26361-F5730-L112 | HD SAS 12G 1.2TB 10K SFF HP EP |  |  |  | ['WST'] |  | 3 | SOI/L-part
S26361-F5730-L118 | 2012779378 |  |  | S26361-F5730-L118 | HD SAS 12G 1.8TB 10K SFF HP EP |  |  |  | ['WST'] |  | 3 | SOI/L-part
S26361-F5730-L160 | 2012779393 |  |  | S26361-F5730-L160 | HD SAS 12G 600GB 10K SFF HP EP |  |  |  | ['WST'] |  | 3 | SOI/L-part
S26361-F5731-L118 | 2012779379 |  |  | S26361-F5731-L118 | HD SAS 12G 1800GB 10K LFF 512E HP EP |  |  |  | ['WST'] |  | 3 | SOI/L-part
S26361-F5733-L192 |  |  |  |  | SSD SATA 6G 1.92TB MU SFF SLIM |  |  |  | ['WST'] |  | 3 | SOI/L-part
S26361-F5733-L960 |  |  |  |  | SSD SATA 6G 960GB MU SFF SLIM |  |  |  | ['WST'] |  | 3 | SOI/L-part
S26361-F5737-L160 |  |  |  |  | SSD PCIE3 SFF MU 1.6TB |  |  |  | ['WST'] |  | 3 | SOI/L-part
S26361-F5738-L200 |  |  |  |  | SSD PCIE3 SFF RI 2TB |  |  |  | ['WST'] |  | 3 | SOI/L-part
S26361-F5756-L102 | 10602712179 | S26361-F5756-L102 |  |  | PIB EP 200GB 1PORT HDR CONNECTX-6 | 50 |  |  | ['WST'] | ZZVV | 3 | SOI/L-part
S26361-F5775-L192 | 10602729524 | S26361-F5775-L192 |  | S26361-F5775-L192 | SSD SATA 6G 1.92TB MU SFF IN LFF SLIM | 50 |  |  | ['WST'] | ZZVV | 3 | SOI/L-part
S26361-F5775-L384 | 10602729525 | S26361-F5775-L384 |  | S26361-F5775-L384 | SSD SATA 6G 3.84TB MU SFF IN LFF SLIM | 50 |  |  | ['WST'] | ZZVV | 3 | SOI/L-part
S26361-F5775-L480 | 10602729452 | S26361-F5775-L480 |  | S26361-F5775-L480 | SSD SATA 6G 480GB MU SFF IN LFF SLIM | 50 |  |  | ['WST'] | ZZVV | 3 | SOI/L-part
S26361-F5775-L960 | 10602729453 | S26361-F5775-L960 |  | S26361-F5775-L960 | SSD SATA 6G 960GB MU SFF IN LFF SLIM | 50 |  |  | ['WST'] | ZZVV | 3 | SOI/L-part
S26361-F5776-L192 | 10602729534 | S26361-F5776-L192 |  | S26361-F5776-L192 | SSD SATA 6G 1.92TB MU SFF SLIM | 50 |  |  | ['WST'] | ZZVV | 3 | SOI/L-part
S26361-F5776-L240 | 10602729531 | S26361-F5776-L240 |  |  | SSD SATA 6G 240GB MU SFF SLIM | 80 |  |  | ['WST'] | ZZVV | 3 | SOI/L-part
S26361-F5776-L384 | 10602729535 | S26361-F5776-L384 |  | S26361-F5776-L384 | SSD SATA 6G 3.84TB MU SFF SLIM | 50 |  |  | ['WST'] | ZZVV | 3 | SOI/L-part
S26361-F5776-L480 | 10602729532 | S26361-F5776-L480 |  | S26361-F5776-L480 | SSD SATA 6G 480GB MU SFF SLIM | 50 |  |  | ['WST'] | ZZVV | 3 | SOI/L-part
S26361-F5776-L960 | 10602729533 | S26361-F5776-L960 |  | S26361-F5776-L960 | SSD SATA 6G 960GB MU SFF SLIM | 50 |  |  | ['WST'] | ZZVV | 3 | SOI/L-part
S26361-F5782-L192 | 10602742994 | S26361-F5782-L192 |  | S26361-F5782-L192 | SSD SATA 6G RI 1.92TB IN LFF SLIM | 50 |  |  | ['WST'] | ZZVV | 3 | SOI/L-part
S26361-F5782-L240 | 10602742988 | S26361-F5782-L240 |  |  | SSD SATA 6G RI 240GB IN LFF SLIM | 50 |  |  | ['WST'] | ZZVV | 3 | SOI/L-part
S26361-F5782-L384 | 10602742996 | S26361-F5782-L384 |  |  | SSD SATA 6G RI 3.84TB IN LFF SLIM | 50 |  |  | ['WST'] | ZZVV | 3 | SOI/L-part
S26361-F5782-L480 | 10602742990 | S26361-F5782-L480 |  | S26361-F5782-L480 | SSD SATA 6G RI 480GB IN LFF SLIM | 50 |  |  | ['WST'] | ZZVV | 3 | SOI/L-part
S26361-F5782-L960 | 10602742992 | S26361-F5782-L960 |  | S26361-F5782-L960 | SSD SATA 6G RI 960GB IN LFF SLIM | 50 |  |  | ['WST'] | ZZVV | 3 | SOI/L-part
S26361-F5783-L192 | 10602743157 | S26361-F5783-L192 |  | S26361-F5783-L192 | SSD SATA 6G RI 1.92TB IN SFF SLIM | 50 |  |  | ['WST'] | ZZVV | 3 | SOI/L-part
S26361-F5783-L240 | 10602743031 | S26361-F5783-L240 |  | S26361-F5783-L240 | SSD SATA 6G RI 240GB IN SFF SLIM | 50 |  |  | ['WST'] | ZZVV | 3 | SOI/L-part
S26361-F5783-L384 | 10602743159 | S26361-F5783-L384 |  | S26361-F5783-L384 | SSD SATA 6G RI 3.84TB IN SFF SLIM | 50 |  |  | ['WST'] | ZZVV | 3 | SOI/L-part
S26361-F5783-L480 | 10602743033 | S26361-F5783-L480 |  | S26361-F5783-L480 | SSD SATA 6G RI 480GB IN SFF SLIM | 50 |  |  | ['WST'] | ZZVV | 3 | SOI/L-part
S26361-F5783-L768 | 10602743161 | S26361-F5783-L768 |  | S26361-F5783-L768 | SSD SATA 6G RI 7.68TB IN SFF SLIM | 50 |  |  | ['WST'] | ZZVV | 3 | SOI/L-part
S26361-F5783-L960 | 10602743155 | S26361-F5783-L960 |  | S26361-F5783-L960 | SSD SATA 6G RI 960GB IN SFF SLIM | 50 |  |  | ['WST'] | ZZVV | 3 | SOI/L-part
S26361-F5787-L240 | 10602747907 | S26361-F5787-L240 |  | S26361-F5787-L240 | M.2 SATA 240GB | 50 |  |  | ['WST'] | ZZVV | 3 | SOI/L-part
S26361-F5787-L480 | 10602747909 | S26361-F5787-L480 |  | S26361-F5787-L480 | M.2 SATA 480GB | 50 |  |  | ['WST'] | ZZVV | 3 | SOI/L-part
S26361-F5789-L1 | 10602749017 | S26361-F5789-L1 |  | S26361-F5789-L1 | LTO8HH ULTR 12.0TB 300MB/S SAS 6GB | 50 |  |  | ['WST'] | ZZVV | 3 | SOI/L-part
S26361-F5790-R508 |  |  |  |  | PRAID EP680I |  |  |  | ['WST'] |  | 3 | SOI/L-part
S26361-F5791-R501 | 2012940650 |  |  | S26361-F5791-R501 | PRAID CP500I FH/LP |  |  |  | ['WST'] |  | 3 | SOI/L-part
S26361-F5792-L553 | 10603016904 | S26361-F5792-L553 |  |  | PSAS CP503I FH/LP FOR M5 SERVER | 50 |  |  | ['WST'] | ZZVV | 3 | SOI/L-part
S26361-F5792-L554 | 10603016907 | S26361-F5792-L554 |  |  | PSAS CP503I FOR VSAN FH/LP FOR M5 SERVER | 75 |  |  | ['WST'] | ZZVV | 3 | SOI/L-part
S26361-F5792-R503 |  |  |  |  | PSAS CP503I FH/LP |  |  |  | ['WST'] |  | 3 | SOI/L-part
S26361-F5793-L551 | 10603140593 | S26361-F5793-L551 |  | S26361-F5793-L551 | PSAS CP500E FH/LP FOR M5 | 50 |  |  | ['WST'] | ZZVV | 3 | SOI/L-part
S26361-F5795-R504 |  |  |  |  | PRAID EP640I |  |  |  | ['WST'] |  | 3 | SOI/L-part
S26361-F5802-L384 | 10602783075 | S26361-F5802-L384 |  |  | SSD SATA 6G RI 3.84TB IN SFF SLIM | 50 |  |  | ['WST'] | ZZVV | 3 | SOI/L-part
S26361-F5811-L384 | 10602816051 | S26361-F5811-L384 |  | S26361-F5811-L384 | SSD SAS 12G 3840GB RI 2.5" HOT PL EP | 50 |  |  | ['WST'] | ZZVV | 3 | SOI/L-part
S26361-F5816-L240 | 10602834183 | S26361-F5816-L240 |  | S26361-F5816-L240 | M.2 SATA 240GB FOR ESXI | 50 |  |  | ['WST'] | ZZVV | 3 | SOI/L-part
S26361-F5865-L400 | 10602896070 | S26361-F5865-L400 |  |  | SSD SAS 12G WI 400GB IN SFF SLIM | 50 |  |  | ['WST'] | ZZVV | 3 | SOI/L-part
S26361-F5865-L800 | 10602896071 | S26361-F5865-L800 |  |  | SSD SAS 12G WI 800GB IN SFF SLIM | 50 |  |  | ['WST'] | ZZVV | 3 | SOI/L-part
S26361-F5868-L320 | 10602896101 | S26361-F5868-L320 |  |  | SSD SAS 12G MU 3.2TB IN SFF SLIM | 50 |  |  | ['WST'] | ZZVV | 3 | SOI/L-part
S26361-F5868-L800 | 10602896097 | S26361-F5868-L800 |  | S26361-F5868-L800 | SSD SAS 12G MU 800GB IN SFF SLIM | 50 |  |  | ['WST'] | ZZVV | 3 | SOI/L-part
S26361-F5869-L192 | 10602896107 | S26361-F5869-L192 |  |  | SSD SAS 12G RI 1.92TB IN LFF SLIM | 50 |  |  | ['WST'] | ZZVV | 3 | SOI/L-part
S26361-F5870-L192 | 10602896146 | S26361-F5870-L192 |  | S26361-F5870-L192 | SSD SAS 12G RI 1.92TB IN SFF SLIM | 50 |  |  | ['WST'] | ZZVV | 3 | SOI/L-part
S26361-F5870-L384 | 10602896148 | S26361-F5870-L384 |  |  | SSD SAS 12G RI 3.84TB IN SFF SLIM | 50 |  |  | ['WST'] | ZZVV | 3 | SOI/L-part
S26361-F5870-L768 | 10602896150 | S26361-F5870-L768 |  | S26361-F5870-L768 | SSD SAS 12G RI 7.68TB IN SFF SLIM | 50 |  |  | ['WST'] | ZZVV | 3 | SOI/L-part
S26361-F5870-L960 | 10602896112 | S26361-F5870-L960 |  |  | SSD SAS 12G RI 960GB IN SFF SLIM | 50 |  |  | ['WST'] | ZZVV | 3 | SOI/L-part
S26361-F5886-L768 | 10602945998 | S26361-F5886-L768 |  |  | SSD SAS 12G 7.68TB READ-INT. LFF H-P | 50 |  |  | ['WST'] | ZZVV | 3 | SOI/L-part
S26361-F5888-L502 | 10603177320 | S26361-F5888-L502 |  |  | PSAS CP 2100-8I FH/LP GENERAL RELEASE | 50 |  |  | ['WST'] | ZZVV | 3 | SOI/L-part
S26361-F5937-L960 | 10603104873 | S26361-F5937-L960 |  |  | SSD SATA 6G 960GB MU LFF | 50 |  |  | ['WST'] | ZZVV | 3 | SOI/L-part
S26361-F5938-L192 | 10603104893 | S26361-F5938-L192 |  | S26361-F5938-L192 | SSD SATA 6G 1.92TB MU SFF | 50 |  |  | ['WST'] | ZZVV | 3 | SOI/L-part
S26361-F5938-L480 | 10603104889 | S26361-F5938-L480 |  | S26361-F5938-L480 | SSD SATA 6G 480GB MU SFF | 50 |  |  | ['WST'] | ZZVV | 3 | SOI/L-part
S26361-F5945-L384 | 10603106432 | S26361-F5945-L384 |  |  | SSD SATA 6G 3.84TB RI LFF | 50 |  |  | ['WST'] | ZZVV | 3 | SOI/L-part
S26361-F5946-L192 | 10603106458 | S26361-F5946-L192 |  |  | SSD SATA 6G RI 1.92TB SFF | 50 |  |  | ['WST'] | ZZVV | 3 | SOI/L-part
S26361-F5946-L480 | 10603106453 | S26361-F5946-L480 |  | S26361-F5946-L480 | SSD SATA 6G RI 480GB SFF | 50 |  |  | ['WST'] | ZZVV | 3 | SOI/L-part
S26361-F5946-L768 | 10603106482 | S26361-F5946-L768 |  |  | SSD SATA 6G RI 7.68TB SFF | 50 |  |  | ['WST'] | ZZVV | 3 | SOI/L-part
S26361-F5946-L960 | 10603106456 | S26361-F5946-L960 |  |  | SSD SATA 6G RI 960GB SFF | 50 |  |  | ['WST'] | ZZVV | 3 | SOI/L-part
S26361-F5959-L501 | 10603140584 | S26361-F5959-L501 |  |  | PLAN AP 1X1GBIT CU INTEL I210-T1 | 50 |  |  | ['WST'] | ZZVV | 3 | SOI/L-part
S26361-F5960-L502 | 10603140587 | S26361-F5960-L502 |  | S26361-F5960-L502 | PLAN EP X710-T2L 2X 10GBASE-T PCIE | 50 |  |  | ['WST'] | ZZVV | 3 | SOI/L-part
S26361-F5966-L501 | 10603199165 | S26361-F5966-L501 |  | S26361-F5966-L501 | PDUAL CP100 FH/LP | 50 |  |  | ['WST'] | ZZVV | 3 | SOI/L-part
S26361-F6800-R1 |  |  |  |  | LTO9HH ULTR 18.0TB 300MB/S SAS 12GB |  |  |  | ['WST'] |  | 3 | SOI/L-part
S26361-F7976-R501 |  |  |  |  | PRAID EP3252-8I |  |  |  | ['WST'] |  | 3 | SOI/L-part
S26361-K1363-V901 |  |  |  |  | FC PT BLD(8Gbps |  | Others | Others | ['FIT'] |  | 0 | Material
S26361-K1492-A210 |  |  |  |  | BB RX2530M1 3.5 |  | BB/Enclosure | Barebone | ['FIT'] |  | 0 | Material
S26361-K1492-A230 |  |  |  |  | BB RX2530M1 2.5 |  | BB/Enclosure | Barebone | ['FIT'] |  | 0 | Material
S26361-K1492-A250 |  |  |  |  | BB RX2530M1 10X |  | BB/Enclosure | Barebone | ['FIT'] |  | 0 | Material
S26361-K1495-A101 |  |  |  |  | #BB RX2540 M1/M |  | BB/Enclosure | Barebone | ['FIT'] |  | 0 | Material
S26361-K1495-A121 |  |  |  |  | #BB RX2540 M1 1 |  | BB/Enclosure | Barebone | ['FIT'] |  | 0 | Material
S26361-K1495-A122 |  |  |  |  | #BB RX2540 M1/M |  | BB/Enclosure | Barebone | ['FIT'] |  | 0 | Material
S26361-K1495-A400 |  |  |  |  | #BB RX2540 M1 2 |  | BB/Enclosure | Barebone | ['FIT'] |  | 0 | Material
S26361-K1504-A100 |  |  |  |  | #SKU RX4770M3 |  | BB/Enclosure | SKD | ['FIT'] |  | 0 | Material
S26361-K1536-A351 |  |  |  |  | bbTX1320M1 35MG |  | BB/Enclosure | Barebone | ['FIT'] |  | 0 | Material
S26361-K1550-A115 |  |  |  |  | BB RX1330M2 3.5 |  | BB/Enclosure | Barebone | ['FIT'] |  | 0 | Material
S26361-K1550-A135 |  |  |  |  | BB RX1330M2 2.5 |  | BB/Enclosure | Barebone | ['FIT'] |  | 0 | Material
S26361-K1550-A155 |  |  |  |  | BB RX1330M2 10X |  | BB/Enclosure | Barebone | ['FIT'] |  | 0 | Material
S26361-K1563-A250 |  |  |  |  | #BB TX1320M2 2. |  | BB/Enclosure | Barebone | ['FIT'] |  | 0 | Material
S26361-K1563-A350 |  |  |  |  | #BB TX1320M2 3. |  | BB/Enclosure | Barebone | ['FIT'] |  | 0 | Material
S26361-K1563-A351 |  |  |  |  | #BB TX1320M2 MG |  | BB/Enclosure | Barebone | ['FIT'] |  | 0 | Material
S26361-K1567-A101 |  |  |  |  | #BB RX2540 M4 4 |  | BB/Enclosure | Barebone | ['FIT'] |  | 0 | Material
S26361-K1567-A122 |  |  |  |  | #BB RX2540 M4 1 |  | BB/Enclosure | Barebone | ['FIT'] |  | 0 | Material
S26361-K1567-A400 |  |  |  |  | #BB RX2540 M4 2 |  | BB/Enclosure | Barebone | ['FIT'] |  | 0 | Material
S26361-K1582-A230 |  |  |  |  | BB RX2510M2 2.5 |  | BB/Enclosure | Barebone | ['FIT'] |  | 0 | Material
S26361-K1587-A101 |  |  |  |  | #SKU RX4770M4 |  | BB/Enclosure | SKD | ['FIT'] |  | 0 | Material
S26361-K1591-A100 |  |  |  |  | #BB TX1320M3S 2 |  | BB/Enclosure | Barebone | ['FIT'] |  | 0 | Material
S26361-K1591-A150 |  |  |  |  | #BB TX1320M3R 2 |  | BB/Enclosure | Barebone | ['FIT'] |  | 0 | Material
S26361-K1591-A200 |  |  |  |  | #BB TX1320M3S 3 |  | BB/Enclosure | Barebone | ['FIT'] |  | 0 | Material
S26361-K1591-A210 |  |  |  |  | #BB TX1320M3S 3 |  | BB/Enclosure | Barebone | ['FIT'] |  | 0 | Material
S26361-K1592-A210 |  |  |  |  | BB RX2530 M4 3.5 |  | BB/Enclosure | Barebone | ['FIT'] |  | 0 | Material
S26361-K1592-A230 |  |  |  |  | BB RX2530M4 2.5 |  | BB/Enclosure | Barebone | ['FIT'] |  | 0 | Material
S26361-K1592-A250 |  |  |  |  | BB RX2530M4 10X |  | BB/Enclosure | Barebone | ['FIT'] |  | 0 | Material
S26361-K1592-A270 |  |  |  |  | #BB RX2530 M4 F |  | BB/Enclosure | Barebone | ['FIT'] |  | 0 | Material
S26361-K1599-A101 | 10602138319 | S26361-K1599-A101 | S26361-K1599-A101 | S26361-K1599-A101 | #BB RX2520 M4/M5 4X3,5" | 80 | BB/Enclosure | Barebone | ['FIT' 'MW' 'WST'] | KABE | 0 | Material
S26361-K1599-A122 | 10602138320 | S26361-K1599-A122 | S26361-K1599-A122 | S26361-K1599-A122 | #BB RX2520 M4/M5 12X3,5" | 80 | BB/Enclosure | Barebone | ['FIT' 'MW' 'WST'] | KABE | 0 | Material
S26361-K1599-A400 | 10602138321 | S26361-K1599-A400 |  |  | #BB RX2520 M4/M5 2,5" | 80 | BB/Enclosure | Barebone | ['FIT' 'WST'] | KABE | 0 | Material
S26361-K1600-A115 |  |  |  |  | #BB RX1330M3 3. |  | BB/Enclosure | Barebone | ['FIT'] |  | 0 | Material
S26361-K1600-A135 |  |  |  |  | #BB RX1330M3 2. |  | BB/Enclosure | Barebone | ['FIT'] |  | 0 | Material
S26361-K1600-A155 |  |  |  |  | #BB RX1330M3 10 |  | BB/Enclosure | Barebone | ['FIT'] |  | 0 | Material
S26361-K1638-A100 | 10602473693 | S26361-K1638-A100 | S26361-K1638-A100 | S26361-K1638-A100 | #BB TX1320M4S 2.5 | 80 | BB/Enclosure | Barebone | ['FIT' 'MW' 'WST'] | KABE | 0 | Material
S26361-K1638-A101 |  |  |  |  | #BB TX1320M4S 2 |  | BB/Enclosure | Barebone | ['FIT'] |  | 0 | Material
S26361-K1638-A115 |  |  |  |  | #BB TX1320M4S W |  | Small parts | Barebone | ['FIT'] |  | 0 | Material
S26361-K1638-A150 | 10602473694 | S26361-K1638-A150 |  |  | #BB TX1320M4R 2.5 | 80 | BB/Enclosure | Barebone | ['FIT'] | KABE | 0 | Material
S26361-K1638-A151 |  |  |  |  | #BB TX1320M4R 2 |  | BB/Enclosure | Barebone | ['FIT'] |  | 0 | Material
S26361-K1638-A200 | 10602473695 | S26361-K1638-A200 | S26361-K1638-A200 | S26361-K1638-A200 | #BB TX1320M4S 3.5 | 80 | BB/Enclosure | Barebone | ['FIT' 'MW' 'WST'] | KABE | 0 | Material
S26361-K1638-A201 |  |  |  |  | #BB TX1320M4S 3 |  | BB/Enclosure | Barebone | ['FIT'] |  | 0 | Material
S26361-K1640-A115 | 10602389700 | S26361-K1640-A115 |  |  | #BB RX1330M4 3.5 | 80 | BB/Enclosure | Barebone | ['FIT'] | KABE | 0 | Material
S26361-K1640-A135 | 10602389701 | S26361-K1640-A135 | S26361-K1640-A135 | S26361-K1640-A135 | #BB RX1330M4 2.5 | 80 | BB/Enclosure | Barebone | ['FIT' 'MW' 'WST'] | KABE | 0 | Material
S26361-K1640-A155 | 10602389702 | S26361-K1640-A155 |  |  | #BB RX1330M4 10X2.5 | 80 | BB/Enclosure | Barebone | ['FIT'] | KABE | 0 | Material
S26361-K1640-A175 |  |  |  |  | #BB RX1330M4S 2.5 |  | BB/Enclosure | Barebone | ['FIT'] |  | 0 | Material
S26361-K1655-A101 | 10602508120 | S26361-K1655-A101 | S26361-K1655-A101 | S26361-K1655-A101 | #BB RX2540 M5 4X3,5" | 80 | BB/Enclosure | Barebone | ['FIT' 'MW' 'WST'] | KABE | 0 | Material
S26361-K1655-A123 | 10602508121 | S26361-K1655-A123 |  | S26361-K1655-A123 | #BB RX2540 M5 12X3,5" W/O BACKPLANE | 80 | BB/Enclosure | Barebone | ['FIT' 'WST'] | KABE | 0 | Material
S26361-K1655-A401 | 10602508122 | S26361-K1655-A401 | S26361-K1655-A401 | S26361-K1655-A401 | #BB RX2540 M5 2,5" W/O BACKPLANE | 80 | BB/Enclosure | Barebone | ['FIT' 'MW' 'WST'] | KABE | 0 | Material
S26361-K1657-A101 | 10602463817 | S26361-K1657-A101 |  |  | #SKU RX4770M5 | 80 | BB/Enclosure | SKD | ['FIT' 'WST'] | KABE | 0 | Material
S26361-K1658-A100 |  |  |  |  | #SKD-CX1430M1_D1521 |  | BB/Enclosure | SKD | ['FIT'] |  | 0 | Material
S26361-K1658-A101 |  |  |  |  | #SKD-CX1430M1_D1541 |  | BB/Enclosure | SKD | ['FIT'] |  | 0 | Material
S26361-K1658-A102 |  |  |  |  | #SKD-CX1430M1_D1571 |  | BB/Enclosure | SKD | ['FIT'] |  | 0 | Material
S26361-K1659-A210 | 10602492232 | S26361-K1659-A210 | S26361-K1659-A210 | S26361-K1659-A210 | #BB RX2530M5 3.5 | 80 | BB/Enclosure | Barebone | ['FIT' 'MW' 'WST'] | KABE | 0 | Material
S26361-K1659-A230 | 10602492233 | S26361-K1659-A230 |  | S26361-K1659-A230 | #BB RX2530M5 2.5 | 80 | BB/Enclosure | Barebone | ['FIT' 'WST'] | KABE | 0 | Material
S26361-K1659-A250 | 10602492244 | S26361-K1659-A250 |  |  | #BB RX2530M5 10X2.5 | 80 | BB/Enclosure | Barebone | ['FIT' 'WST'] | KABE | 0 | Material
S26361-K644-A460 |  |  |  |  | BAREBONE TX2540M1 |  | BB/Enclosure | Barebone | ['FIT'] |  | 0 | Material
S26361-K644-A480 |  |  |  |  | BAREBONE TX2540M1 |  | BB/Enclosure | Barebone | ['FIT'] |  | 0 | Material
S26361-K644-A643 |  |  |  |  | #BB TX1330M3 FS |  | BB/Enclosure | Barebone | ['FIT'] |  | 0 | Material
S26361-K644-A644 | 10602441769 | S26361-K644-A644 | S26361-K644-A644 | S26361-K644-A644 | #BB TX1330M4 FS | 80 | BB/Enclosure | Barebone | ['FIT' 'MW' 'WST'] | KABE | 0 | Material
S26361-K644-A652 |  |  |  |  | #BB TX1330M2 FR |  | BB/Enclosure | Barebone | ['FIT'] |  | 0 | Material
S26361-K644-A653 |  |  |  |  | #BB TX1330M3 FR |  | BB/Enclosure | Barebone | ['FIT'] |  | 0 | Material
S26361-K644-A654 | 10602441770 | S26361-K644-A654 | S26361-K644-A654 | S26361-K644-A654 | #BB TX1330M4 FR | 80 | BB/Enclosure | Barebone | ['FIT' 'MW' 'WST'] | KABE | 0 | Material
S26361-K644-A673 |  |  |  |  | #BB TX1330M3 RA |  | BB/Enclosure | Barebone | ['FIT'] |  | 0 | Material
S26361-K644-A674 | 10602441771 | S26361-K644-A674 |  |  | #BB TX1330M4 RACK | 80 | BB/Enclosure | Barebone | ['FIT'] | KABE | 0 | Material
S26361-K644-A750 | 10602132966 | S26361-K644-A750 | S26361-K644-A750 | S26361-K644-A750 | BAREBONE TX2550 M4/M5 LOW | 80 | BB/Enclosure | Barebone | ['FIT' 'MW' 'WST'] | KABE | 0 | Material
S26361-K644-A762 |  |  |  |  | IA-SERVER WKK |  | BB/Enclosure | Barebone | ['FIT'] |  | 0 | Material
S26361-K644-A772 |  |  |  |  | IA-SERVER WKK |  | BB/Enclosure | Barebone | ['FIT'] |  | 0 | Material
S26361-K644-A780 | 10602132967 | S26361-K644-A780 | S26361-K644-A780 | S26361-K644-A780 | BAREBONE TX2550 M4/M5 FLOOR HIGH | 80 | BB/Enclosure | Barebone | ['FIT' 'MW' 'WST'] | KABE | 0 | Material
S26361-K644-A790 | 10602132968 | S26361-K644-A790 |  |  | BAREBONE TX2550 M4/M5 RACK HIGH | 80 | BB/Enclosure | Barebone | ['FIT' 'WST'] | KABE | 0 | Material
S26381-K457-V101 |  |  |  |  | MOUSE M510 GREY |  | Accessory | Mouse | ['FIT'] |  | 0 | Material
S26381-K521-L110-*-B1/FJ |  |  |  |  | KEYBOARD |  | Small parts | Keyboard | ['FIT'] |  | 0 | Material
S26381-K550-L102-*-B1 |  |  |  |  | KB400 USB US |  | Accessory | Keyboard | ['FIT'] |  | 0 | Material
S26461-D3853-B100 | 10602826373 | S26461-D3853-B100 |  |  | NODE AP BASE UNIT | 75 |  |  | ['WST'] | KABE | 3 | SOI/L-part | Systemboard
S26461-D3854-B100 | 10602826372 | S26461-D3854-B100 |  |  | NODE AD BASE UNIT | 75 |  |  | ['WST'] | KABE | 3 | SOI/L-part | Systemboard
S26461-F4045-R64 |  |  |  |  | MICROSD 64GB SPARE |  |  |  | ['WST'] |  | 3 | SOI/L-part
S26461-F5243-R10 | 2012890757 |  |  | S26461-F5243-R10 | FBU02 FOR SERVICE |  |  |  | ['WST'] |  | 3 | SOI/L-part
S26461-F5606-R1 | 2012885306 |  |  | S26461-F5606-R1 | LTO7HH ULTR 6.0TB 300MB/S SAS 6GB |  |  |  | ['WST'] |  | 3 | SOI/L-part
SFP16-SR-SP |  |  |  |  | 16GB SFP+ TRANS |  | IO card | Optical Transceiver | ['FIT'] |  | 0 | Material
SFP32-SR-SP | 10602931349 | SFP32-SR-SP |  |  | 32GB SFP+ TRANSCEIVER, SR LC CONNECTOR | 50 | Small parts | Small parts | ['FIT'] | KABE | 0 | Material
SFP64-SR-SP | 10603436361 | SFP64-SR-SP | SFP64-SR-SP |  | OPTICAL SFP+ 64GFC | 25 | IO card | Optical Transceiver | ['FIT' 'MW'] | KABE | 0 | Material
SGT/ST3160318AS |  |  |  |  | HDD(SATA-160GB) |  | HDD/SSD | HDD | ['FIT'] |  | 0 | Material
SGT:ST10000NM002G | 10602758297 | SGT:ST10000NM002G |  |  | HD 10TB LFF 7K2 BC-SAS 512E HE | 50 | HDD/SSD | HDD | ['FIT'] | KABE | 0 | Material
SGT:ST1000DM010-1SB | 10602116457 | SGT:ST1000DM010-1SB | SGT:ST1000DM010-1SB | SGT:ST1000DM010-1SB | 1TB 3-5S3 7,2K 4K | 50 | HDD/SSD | HDD | ['FIT' 'MW' 'WST'] | KABE | 0 | Material
SGT:ST1000NM000A | 10602753815 | SGT:ST1000NM000A |  |  | HD 1TB LFF 7K2 BC-SATA 512N | 50 | HDD/SSD | HDD | ['FIT'] | KABE | 0 | Material
SGT:ST1000NM001A | 10602753822 | SGT:ST1000NM001A |  | SGT:ST1000NM001A | HD 1TB LFF 7K2 BC-SAS 512N | 50 | HDD/SSD | HDD | ['FIT' 'WST'] | KABE | 0 | Material
SGT:ST1000NX0313 | 10601895728 | SGT:ST1000NX0313 |  | SGT:ST1000NX0313 | 1000GB BC-SATA 7K2 2.5 | 50 | HDD/SSD | HDD | ['FIT' 'WST'] | KABE | 0 | Material
SGT:ST1000NX0333 | 10601920267 | SGT:ST1000NX0333 |  | SGT:ST1000NX0333 | HD 1000GB SFF 7K2 BC-SAS | 50 | HDD/SSD | HDD | ['FIT' 'WST'] | KABE | 0 | Material
SGT:ST1000NX0423 | 10602030405 | SGT:ST1000NX0423 | SGT:ST1000NX0423 | SGT:ST1000NX0423 | HD1000GB SFF 7k2 BC-SATA | 50 | HDD/SSD | HDD | ['FIT' 'MW' 'WST'] | KABE | 0 | Material
SGT:ST1000NX0453 | 10602027604 | SGT:ST1000NX0453 |  | SGT:ST1000NX0453 | HD 1000GB SFF 7K2 BC-SAS 512N | 50 | HDD/SSD | HDD | ['FIT' 'WST'] | KABE | 0 | Material
SGT:ST12000NM000J | 10603147105 | SGT:ST12000NM000J |  |  | HD 12TB LFF 7K2 BC-SATA 512E HE | 50 | HDD/SSD | HDD | ['FIT' 'MW' 'WST'] | KABE | 0 | Material
SGT:ST12000NM002G | 10602758298 | SGT:ST12000NM002G |  | SGT:ST12000NM002G | HD 12TB LFF 7K2 BC-SAS 512E HE | 50 | HDD/SSD | HDD | ['WST'] | KABE | 0 | Material
SGT:ST12000NM004G | 10602758301 | SGT:ST12000NM004G |  |  | HD 12TB LFF 7K2 BC-SAS 512E SED HE | 50 | HDD/SSD | HDD | ['FIT'] | KABE | 0 | Material
SGT:ST12000NM004J | 10603147109 | SGT:ST12000NM004J | SGT:ST12000NM004J | SGT:ST12000NM004J | HD 12TB LFF 7K2 BC-SAS 512E HE | 50 | HDD/SSD | HDD | ['FIT' 'MW' 'WST'] | KABE | 0 | Material
SGT:ST1200MM0009 | 10602388665 | SGT:ST1200MM0009 |  | SGT:ST1200MM0009 | HD SAS 12G 1.2TB 10K SFF 512N | 50 | HDD/SSD | HDD | ['FIT' 'MW' 'WST'] | KABE | 0 | Material
SGT:ST1200MM0039 | 10602388669 | SGT:ST1200MM0039 | SGT:ST1200MM0039 | SGT:ST1200MM0039 | HD SAS 12G 1.2TB 10K SFF 512N SED | 50 | HDD/SSD | HDD | ['FIT' 'MW' 'WST'] | KABE | 0 | Material
SGT:ST1200MM0129 | 10602388672 | SGT:ST1200MM0129 |  | SGT:ST1200MM0129 | HD SAS 12G 1.2TB 10K SFF 512E | 50 | HDD/SSD | HDD | ['FIT' 'MW' 'WST'] | KABE | 0 | Material
SGT:ST14000NM000G | 10602758295 | SGT:ST14000NM000G | SGT:ST14000NM000G | SGT:ST14000NM000G | HD 14TB LFF 7K2 BC-SATA 512E HE | 50 | HDD/SSD | HDD | ['FIT' 'MW' 'WST'] | KABE | 0 | Material
SGT:ST14000NM000J | 10603147106 | SGT:ST14000NM000J | SGT:ST14000NM000J | SGT:ST14000NM000J | HD 14TB LFF 7K2 BC-SATA 512E HE | 50 | HDD/SSD | HDD | ['FIT' 'MW' 'WST'] | KABE | 0 | Material
SGT:ST14000NM0018 | 10602546547 | SGT:ST14000NM0018 |  | SGT:ST14000NM0018 | HD 14TB LFF 7K2 BC-SATA 512E HE | 50 | HDD/SSD | HDD | ['WST'] | KABE | 0 | Material
SGT:ST14000NM002G | 10602758299 | SGT:ST14000NM002G |  | SGT:ST14000NM002G | HD 14TB LFF 7K2 BC-SAS 512E HE | 50 | HDD/SSD | HDD | ['FIT' 'MW' 'WST'] | KABE | 0 | Material
SGT:ST14000NM0048 | 10602546550 | SGT:ST14000NM0048 |  | SGT:ST14000NM0048 | HD 14TB LFF 7K2 BC-SAS 512E HE | 50 | HDD/SSD | HDD | ['WST'] | KABE | 0 | Material
SGT:ST14000NM004G | 10602758302 | SGT:ST14000NM004G | SGT:ST14000NM004G | SGT:ST14000NM004G | HD 14TB LFF 7K2 BC-SAS 512E SED HE | 50 | HDD/SSD | HDD | ['FIT' 'WST'] | KABE | 0 | Material
SGT:ST14000NM004J | 10603147110 | SGT:ST14000NM004J | SGT:ST14000NM004J | SGT:ST14000NM004J | HD 14TB LFF 7K2 BC-SAS 512E HE | 50 | HDD/SSD | HDD | ['MW' 'WST' 'FIT'] | KABE | 0 | Material
SGT:ST14000NM005J | 10603147294 | SGT:ST14000NM005J |  |  | HD 14TB LFF 7K2 BC-SAS 512E SED HE | 50 | HDD/SSD | HDD | ['FIT'] | KABE | 0 | Material
SGT:ST14000NM0288 | 10602546552 | SGT:ST14000NM0288 |  | SGT:ST14000NM0288 | HD 14TB LFF 7K2 BC-SAS 512E SED HE | 50 | HDD/SSD | HDD | ['FIT' 'WST'] | KABE | 0 | Material
SGT:ST16000NM000G | 10602758296 | SGT:ST16000NM000G |  |  | HD 16TB LFF 7K2 BC-SATA 512E HE | 50 | HDD/SSD | HDD | ['WST'] | KABE | 0 | Material
SGT:ST16000NM000J | 10603147107 | SGT:ST16000NM000J | SGT:ST16000NM000J | SGT:ST16000NM000J | HD 16TB LFF 7K2 BC-SATA 512E HE | 50 | HDD/SSD | HDD | ['FIT' 'MW' 'WST'] | KABE | 0 | Material
SGT:ST16000NM002G | 10602758300 | SGT:ST16000NM002G |  |  | HD 16TB LFF 7K2 BC-SAS 512E HE | 50 | HDD/SSD | HDD | ['FIT' 'MW' 'WST'] | KABE | 0 | Material
SGT:ST16000NM004G | 10602758303 | SGT:ST16000NM004G | SGT:ST16000NM004G | SGT:ST16000NM004G | HD 16TB LFF 7K2 BC-SAS 512E SED HE | 50 | HDD/SSD | HDD | ['FIT' 'MW' 'WST'] | KABE | 0 | Material
SGT:ST16000NM004J | 10603147111 | SGT:ST16000NM004J | SGT:ST16000NM004J | SGT:ST16000NM004J | HD 16TB LFF 7K2 BC-SAS 512E HE | 50 | HDD/SSD | HDD | ['FIT' 'MW' 'WST'] | KABE | 0 | Material
SGT:ST16000NM005J | 10603147295 | SGT:ST16000NM005J |  |  | HD 16TB LFF 7K2 BC-SAS 512E SED HE | 50 | HDD/SSD | HDD | ['FIT'] | KABE | 0 | Material
SGT:ST18000NM004J | 10603147112 | SGT:ST18000NM004J |  | SGT:ST18000NM004J | HD 18TB LFF 7K2 BC-SAS 512E HE | 50 | HDD/SSD | HDD | ['WST'] | KABE | 0 | Material
SGT:ST1800MM0129 | 10602388674 | SGT:ST1800MM0129 | SGT:ST1800MM0129 | SGT:ST1800MM0129 | HD SAS 12G 1.8TB 10K SFF 512E | 50 | HDD/SSD | HDD | ['FIT' 'MW' 'WST'] | KABE | 0 | Material
SGT:ST1800MM0139 | 10602388676 | SGT:ST1800MM0139 |  |  | HD SED SAS 12G 1800GB 10K SFF 512E | 50 | HDD/SSD | HDD | ['FIT'] | KABE | 0 | Material
SGT:ST20000NM002D | 10603259562 | SGT:ST20000NM002D | SGT:ST20000NM002D | SGT:ST20000NM002D | HD 20TB LFF 7K2 BC-SAS 512E HE | 50 | HDD/SSD | HDD | ['FIT' 'MW' 'WST'] | KABE | 0 | Material
SGT:ST2000NM000B | 10603184733 | SGT:ST2000NM000B |  |  | HD 2TB LFF 7K2 BC-SATA 512N | 50 | HDD/SSD | HDD | ['FIT' 'WST'] | KABE | 0 | Material
SGT:ST2000NM001B | 10603184817 | SGT:ST2000NM001B | SGT:ST2000NM001B | SGT:ST2000NM001B | HD 2TB LFF 7K2 BC-SAS 512N | 50 | HDD/SSD | HDD | ['FIT' 'MW' 'WST'] | KABE | 0 | Material
SGT:ST2000NM003A | 10602753823 | SGT:ST2000NM003A |  | SGT:ST2000NM003A | HD 2TB LFF 7K2 BC-SAS 512N | 50 | HDD/SSD | HDD | ['FIT' 'WST'] | KABE | 0 | Material
SGT:ST2000NM0045 | 10602103819 | SGT:ST2000NM0045 |  |  | HD 2TB LFF 7K2 BC-SAS 512N | 50 | HDD/SSD | HDD | ['FIT' 'WST'] | KABE | 0 | Material
SGT:ST2000NM004A | 10602753915 | SGT:ST2000NM004A |  |  | HD 2TB LFF 7K2 BC-SAS 512E | 80 | HDD/SSD | HDD | ['FIT'] | KABE | 0 | Material
SGT:ST2000NM0135 | 10602107015 | SGT:ST2000NM0135 | SGT:ST2000NM0135 |  | HD 2TB LFF 7K2 BC-SAS 512E | 80 | HDD/SSD | HDD | ['FIT' 'MW'] | KABE | 0 | Material
SGT:ST2000NX0253 | 10601895729 | SGT:ST2000NX0253 |  | SGT:ST2000NX0253 | 2000GB BC-SATA 7K2 2.5 | 50 | HDD/SSD | HDD | ['FIT' 'MW' 'WST'] | KABE | 0 | Material
SGT:ST2000NX0273 | 10601920268 | SGT:ST2000NX0273 | SGT:ST2000NX0273 | SGT:ST2000NX0273 | HD SAS 12G 2.4TB 10K SFF 512E SED | 50 | HDD/SSD | HDD | ['FIT' 'MW' 'WST'] | KABE | 0 | Material
SGT:ST2000NX0403 | 10602030406 | SGT:ST2000NX0403 |  | SGT:ST2000NX0403 | HD2000GB SFF 7K2 BC-SATA | 50 | HDD/SSD | HDD | ['FIT' 'MW' 'WST'] | KABE | 0 | Material
SGT:ST2000NX0433 | 10602027605 | SGT:ST2000NX0433 | SGT:ST2000NX0433 | SGT:ST2000NX0433 | HD 2000GB SFF 7K2 BC-SAS 512N | 50 | HDD/SSD | HDD | ['FIT' 'MW' 'WST'] | KABE | 0 | Material
SGT:ST2000NX0433-NC |  |  |  |  | HD 2000GB SFF 7 |  | HDD/SSD | HDD | ['FIT'] |  | 0 | Material
SGT:ST2400MM0129 | 10602388675 | SGT:ST2400MM0129 |  | SGT:ST2400MM0129 | HD SAS 12G 2.4TB 10K SFF 512E | 50 | HDD/SSD | HDD | ['FIT' 'MW' 'WST'] | KABE | 0 | Material
SGT:ST2400MM0139 | 10602388677 | SGT:ST2400MM0139 |  | SGT:ST2400MM0139 | HD SAS 12G 2.4TB 10K SFF 512E SED | 50 | HDD/SSD | HDD | ['FIT' 'WST'] | KABE | 0 | Material
SGT:ST300MM0048 | 10602131400 | SGT:ST300MM0048 |  | SGT:ST300MM0048 | HD SAS 12G 300GB 10K SFF 512N | 50 | HDD/SSD | HDD | ['WST'] | KABE | 0 | Material
SGT:ST300MP0006 | 10602221952 | SGT:ST300MP0006 |  | SGT:ST300MP0006 | HD SAS 12G 300GB 15K SFF 512N | 50 | HDD/SSD | HDD | ['FIT' 'MW' 'WST'] | KABE | 0 | Material
SGT:ST3300657SS |  |  |  |  | SAS 3.5" HDD |  | HDD/SSD | HDD | ['FIT'] |  | 0 | Material
SGT:ST3300657SS-146 |  |  |  |  | SAS 3.5" HDD |  | HDD/SSD | HDD | ['FIT'] |  | 0 | Material
SGT:ST3450857SS |  |  |  |  | SAS 3.5" HDD |  | HDD/SSD | HDD | ['FIT'] |  | 0 | Material
SGT:ST4000NM000B | 10603184814 | SGT:ST4000NM000B | SGT:ST4000NM000B | SGT:ST4000NM000B | HD 4TB LFF 7K2 BC-SATA 512N | 50 | HDD/SSD | HDD | ['FIT' 'MW' 'WST'] | KABE | 0 | Material
SGT:ST4000NM001B | 10603184818 | SGT:ST4000NM001B |  | SGT:ST4000NM001B | HD 4TB LFF 7K2 BC-SAS 512N | 50 | HDD/SSD | HDD | ['MW' 'WST' 'FIT'] | KABE | 0 | Material
SGT:ST4000NM0025 | 10602103820 | SGT:ST4000NM0025 |  |  | HD 4TB LFF 7K2 BC-SAS 512N | 50 | HDD/SSD | HDD | ['WST'] | KABE | 0 | Material
SGT:ST4000NM003A | 10602753914 | SGT:ST4000NM003A |  |  | HD 4TB LFF 7K2 BC-SAS 512N | 50 | HDD/SSD | HDD | ['FIT'] | KABE | 0 | Material
SGT:ST4000NM005A | 10602753916 | SGT:ST4000NM005A |  |  | HD 4TB LFF 7K2 BC-SAS 512E | 80 | HDD/SSD | HDD | ['FIT' 'WST'] | KABE | 0 | Material
SGT:ST4000NM0125 | 10602107016 | SGT:ST4000NM0125 |  |  | HD 4TB LFF 7K2 BC-SAS 512E | 80 | HDD/SSD | HDD | ['FIT' 'WST'] | KABE | 0 | Material
SGT:ST500DM009-1SB | 10602116456 | SGT:ST500DM009-1SB |  | SGT:ST500DM009-1SB | 500GB 3-5S3 7,2 4K | 50 | HDD/SSD | HDD | ['FIT' 'WST'] | KABE | 0 | Material
SGT:ST6000NM0095 | 10602107017 | SGT:ST6000NM0095 |  | SGT:ST6000NM0095 | HD 6TB LFF 7K2 BC-SAS 512E | 50 | HDD/SSD | HDD | ['WST'] | KABE | 0 | Material
SGT:ST6000NM0115 | 10602107175 | SGT:ST6000NM0115 |  | SGT:ST6000NM0115 | HD 6TB LFF 7K2 BC-SATA 512E | 80 | HDD/SSD | HDD | ['WST'] | KABE | 0 | Material
SGT:ST6000NM0195 | 10602107018 | SGT:ST6000NM0195 |  | SGT:ST6000NM0195 | HD 6TB LFF 7K2 BC-SAS 512E SED | 50 | HDD/SSD | HDD | ['FIT' 'WST'] | KABE | 0 | Material
SGT:ST6000NM020B | 10603184819 | SGT:ST6000NM020B | SGT:ST6000NM020B | SGT:ST6000NM020B | HD 6TB LFF 7K2 BC-SAS 512E | 50 | HDD/SSD | HDD | ['MW' 'WST' 'FIT'] | KABE | 0 | Material
SGT:ST6000NM021A | 10602753820 | SGT:ST6000NM021A |  |  | HD 6TB LFF 7K2 BC-SATA 512E | 50 | HDD/SSD | HDD | ['WST'] | KABE | 0 | Material
SGT:ST6000NM022B | 10603184821 | SGT:ST6000NM022B | SGT:ST6000NM022B | SGT:ST6000NM022B | HD 6TB LFF 7K2 BC-SAS 512E SED | 50 | HDD/SSD | HDD | ['FIT' 'MW' 'WST'] | KABE | 0 | Material
SGT:ST6000NM029A | 10602753917 | SGT:ST6000NM029A |  |  | HD 6TB LFF 7K2 BC-SAS 512E | 50 | HDD/SSD | HDD | ['FIT'] | KABE | 0 | Material
SGT:ST6000NM031A | 10602753919 | SGT:ST6000NM031A |  | SGT:ST6000NM031A | HD 6TB LFF 7K2 BC-SAS 512E SED | 50 | HDD/SSD | HDD | ['FIT' 'WST'] | KABE | 0 | Material
SGT:ST600MM0009 | 10602388664 | SGT:ST600MM0009 |  | SGT:ST600MM0009 | HD SAS 12G 600GB 10K SFF 512N | 50 | HDD/SSD | HDD | ['FIT' 'WST'] | KABE | 0 | Material
SGT:ST600MM0039 | 10602388666 | SGT:ST600MM0039 | SGT:ST600MM0039 | SGT:ST600MM0039 | HD SAS 12G 600GB 10K SFF 512N SED | 50 | HDD/SSD | HDD | ['FIT' 'MW' 'WST'] | KABE | 0 | Material
SGT:ST600MM0099 | 10602388671 | SGT:ST600MM0099 | SGT:ST600MM0099 | SGT:ST600MM0099 | HD SAS 12G 600GB 10K SFF 512E | 50 | HDD/SSD | HDD | ['FIT' 'WST' 'MW'] | KABE | 0 | Material
SGT:ST600MP0006 | 10602221953 | SGT:ST600MP0006 | SGT:ST600MP0006 | SGT:ST600MP0006 | HD SAS 12G 600GB 15K SFF 512N | 50 | HDD/SSD | HDD | ['FIT' 'MW' 'WST'] | KABE | 0 | Material
SGT:ST8000NM006A | 10602753920 | SGT:ST8000NM006A |  |  | HD 8TB LFF 7K2 BC-SAS 512E SED | 50 | HDD/SSD | HDD | ['FIT'] | KABE | 0 | Material
SGT:ST8000NM017B | 10603184816 | SGT:ST8000NM017B |  | SGT:ST8000NM017B | HD 8TB LFF 7K2 BC-SATA 512E | 50 | HDD/SSD | HDD | ['MW' 'WST'] | KABE | 0 | Material
SGT:ST8000NM018B | 10603184820 | SGT:ST8000NM018B |  |  | Cimarron BP SAS 8TB | 50 | HDD/SSD | HDD | ['FIT'] | KABE | 0 | Material
SGT:ST900MP0006 | 10602222024 | SGT:ST900MP0006 |  | SGT:ST900MP0006 | HD SAS 12G 900GB 15K SFF 512N | 50 | HDD/SSD | HDD | ['FIT' 'WST'] | KABE | 0 | Material
SGT:ST9146853SS |  |  |  |  | HD146GB SFF 15K |  | HDD/SSD | HDD | ['FIT'] |  | 0 | Material
SGT:ST9500620SS |  |  |  |  | HD500GB SFF 7K2 |  | HDD/SSD | HDD | ['FIT'] |  | 0 | Material
SGT:XS15360SE70084 | 10602842530 | SGT:XS15360SE70084 |  | SGT:XS15360SE70084 | SSD SAS3 RI 15.3TB SFF | 50 | HDD/SSD | SSD | ['FIT' 'MW' 'WST'] | KABE | 0 | Material
SGT:XS1600LE70084 | 10602842523 | SGT:XS1600LE70084 | SGT:XS1600LE70084 | SGT:XS1600LE70084 | SSD SAS3 MU 1.6TB SFF | 50 | HDD/SSD | SSD | ['FIT' 'MW' 'WST'] | KABE | 0 | Material
SGT:XS1600ME70084 | 10602842518 | SGT:XS1600ME70084 |  | SGT:XS1600ME70084 | SSD SAS3 WI 1.6TB SFF | 50 | HDD/SSD | SSD | ['FIT' 'WST'] | KABE | 0 | Material
SGT:XS1600ME70094 | 10602842521 | SGT:XS1600ME70094 |  | SGT:XS1600ME70094 | SSD SAS3 WI 1.6TB SFF SED | 50 | HDD/SSD | SSD | ['FIT' 'MW' 'WST'] | KABE | 0 | Material
SGT:XS1920SE70084 | 10602842527 | SGT:XS1920SE70084 |  | SGT:XS1920SE70084 | SSD SAS3 RI 1.92TB SFF | 50 | HDD/SSD | SSD | ['FIT' 'WST'] | KABE | 0 | Material
SGT:XS3200LE70084 | 10602842524 | SGT:XS3200LE70084 |  | SGT:XS3200LE70084 | SSD SAS3 MU 3.2TB SFF | 50 | HDD/SSD | SSD | ['FIT' 'MW' 'WST'] | KABE | 0 | Material
SGT:XS3840SE70084 | 10602842528 | SGT:XS3840SE70084 | SGT:XS3840SE70084 | SGT:XS3840SE70084 | SSD SAS3 RI 3.84TB SFF | 50 | HDD/SSD | SSD | ['FIT' 'MW' 'WST'] | KABE | 0 | Material
SGT:XS400ME70084 | 10602842516 | SGT:XS400ME70084 | SGT:XS400ME70084 | SGT:XS400ME70084 | SSD SAS3 WI 400GB SFF | 50 | HDD/SSD | SSD | ['FIT' 'MW' 'WST'] | KABE | 0 | Material
SGT:XS400ME70094 | 10602842519 | SGT:XS400ME70094 |  | SGT:XS400ME70094 | SSD SAS3 WI 400GB SFF SED | 50 | HDD/SSD | SSD | ['WST'] | KABE | 0 | Material
SGT:XS6400LE70084 | 10602842525 | SGT:XS6400LE70084 |  | SGT:XS6400LE70084 | SSD SAS3 MU 6.4TB SFF | 50 | HDD/SSD | SSD | ['FIT' 'WST'] | KABE | 0 | Material
SGT:XS7680SE70084 | 10602842529 | SGT:XS7680SE70084 |  | SGT:XS7680SE70084 | SSD SAS3 RI 7.68TB SFF | 50 | HDD/SSD | SSD | ['FIT' 'WST'] | KABE | 0 | Material
SGT:XS800LE70084 | 10602842522 | SGT:XS800LE70084 |  | SGT:XS800LE70084 | SSD SAS3 MU 800GB SFF | 50 | HDD/SSD | SSD | ['FIT' 'MW' 'WST'] | KABE | 0 | Material
SGT:XS800ME70084 | 10602842517 | SGT:XS800ME70084 | SGT:XS800ME70084 | SGT:XS800ME70084 | SSD SAS3 WI 800GB SFF | 50 | HDD/SSD | SSD | ['FIT' 'MW' 'WST'] | KABE | 0 | Material
SGT:XS800ME70094 | 10602842520 | SGT:XS800ME70094 | SGT:XS800ME70094 | SGT:XS800ME70094 | SSD SAS3 WI 800GB SFF SED | 50 | HDD/SSD | SSD | ['FIT' 'MW' 'WST'] | KABE | 0 | Material
SGT:XS960SE70084 | 10602842526 | SGT:XS960SE70084 |  | SGT:XS960SE70084 | SSD SAS3 RI 960GB SFF | 50 | HDD/SSD | SSD | ['FIT' 'MW' 'WST'] | KABE | 0 | Material
SKT-1205L-P4IC-FXC |  |  |  |  | IA-SERVER FTPO |  | Small parts | Small parts | ['FIT'] |  | 0 | Material
SM-6545-0001-M |  |  |  |  | #26PT FC SWITCH |  | Small parts | Blade option | ['FIT'] |  | 0 | Material
SM-EMBD12POD-01 |  |  |  |  | FC UP-GRADE |  | Small parts | Blade option | ['FIT'] |  | 0 | Material
SNK-3015A |  |  |  |  | LIQUID?COOLING |  | Small parts | Small parts | ['FIT'] |  | 0 | Material
SNK-P0037P |  |  |  |  | HEATSINK |  | Small parts | Heatsink | ['FIT'] |  | 0 | Material
SNK-P0041 |  |  |  |  | HEATSINK |  | Small parts | Heatsink | ['FIT'] |  | 0 | Material
SNK-P3014A |  |  |  |  | Liquid Cooling Module |  | Small parts | Cooling | ['FIT'] |  | 0 | Material
SNK-P3015A |  |  |  |  | Liquid Cooling Module |  | Small parts | Cooling | ['FIT'] |  | 0 | Material
SNK-P3016A(QN) |  |  |  |  | IA-SERVER ASETEK |  | Small parts | Small parts | ['FIT'] |  | 0 | Material
SNP/A3C40083128 |  |  |  |  | IA-EOL |  | Small parts | Cable | ['FIT'] |  | 0 | Material
SNP/A3C40085235 |  |  |  |  | IA-EOL |  | Small parts | Cable | ['FIT'] |  | 0 | Material
SNP/A3C40096564 |  |  |  |  | IA-EOL |  | Small parts | Cable | ['FIT'] |  | 0 | Material
SNP/A3C40098548 |  |  |  |  | Power BP |  | Small parts | Small parts | ['FIT'] |  | 0 | Material
SNP/A3C40102415 |  |  |  |  | SAS cable |  | Small parts | Cable | ['FIT'] |  | 0 | Material
SNP/A3C40105065 |  |  |  |  | Kit Frontcage 2 |  | Small parts | Small parts | ['FIT'] |  | 0 | Material
SNP/A3C40108117 |  |  |  |  | SYSTEM ID CARD |  | Small parts | Small parts | ['FIT'] |  | 0 | Material
SNP:0007000120 | 10600303674 | SNP:0007000120 |  | SNP:0007000120 | CAGE NUT M5 | 50 | Small parts | Mechanical | ['WST'] | KABE | 0 | Material
SNP:0046900524 |  |  |  |  | COVER 19" 1HE |  | Small parts | Small parts | ['FIT'] |  | 0 | Material
SNP:0818100916 | 10600550594 | SNP:0818100916 |  | SNP:0818100916 | POWERCORD, 16A, EU 2,5M | 50 | Cable | Cable | ['FIT' 'WST'] | KABE | 0 | Material
SNP:A3C40048944 |  |  |  |  | CBL CAT5EFTP BL |  | Cable | Cable | ['FIT'] |  | 0 | Material
SNP:A3C40057660 | 10600406807 | SNP:A3C40057660 |  | SNP:A3C40057660 | CBL PWR SATA>2XDRV(T26139-Y3942-V1) | 50 | Cable | Cable | ['WST'] | KABE | 0 | Material
SNP:A3C40063207 | 10600588201 | SNP:A3C40063207 |  | SNP:A3C40063207 | CENTRG.SCREW M5 | 50 | Small parts | Mechanical | ['FIT' 'WST'] | KABE | 0 | Material
SNP:A3C40063772 |  |  |  |  | CBL CEE 3P 16A |  | Small parts | Cable | ['FIT'] |  | 0 | Material
SNP:A3C40063776 | 10600557068 | SNP:A3C40063776 |  | SNP:A3C40063776 | CBL PWR 16A HARSJT 3,5 | 50 | Cable | Cable | ['FIT' 'WST'] | KABE | 0 | Material
SNP:A3C40066156 | 10600586357 | SNP:A3C40066156 |  | SNP:A3C40066156 | CBL MANAGEM.XCR | 50 | Small parts | Mechanical | ['FIT' 'WST'] | KABE | 0 | Material
SNP:A3C40075969 | 10600691662 | SNP:A3C40075969 |  | SNP:A3C40075969 | RAIL-KIT STORAGE | 50 | Small parts | Mechanical | ['WST'] | KABE | 0 | Material
SNP:A3C40076459 |  |  |  |  | CONNECTOR STRIP |  | Others | Others | ['FIT'] |  | 0 | Material
SNP:A3C40076460 |  |  |  |  | CONNECTOR STRIP |  | Others | Others | ['FIT'] |  | 0 | Material
SNP:A3C40078173 | 10600935719 | SNP:A3C40078173 |  | SNP:A3C40078173 | ADAPTER CABLE ARM | 50 | Small parts | Mechanical | ['WST'] | KABE | 0 | Material
SNP:A3C40086493 |  |  |  |  | SAS BP-4X2.5 |  | Others | Others | ['FIT'] |  | 0 | Material
SNP:A3C40087930 | 2010879014 |  |  | SNP:A3C40087930 | PRIN LAN A |  | Small parts | Label | ['WST'] |  | 3 | no material
SNP:A3C40087931 | 2010879015 |  |  | SNP:A3C40087931 | PRIN LAN B |  | Small parts | Label | ['WST'] |  | 3 | no material
SNP:A3C40087932 | 2010879017 |  |  | SNP:A3C40087932 | PRIN DNS |  | Small parts | Label | ['WST'] |  | 3 | no material
SNP:A3C40088115 | 2010880196 |  |  | SNP:A3C40088115 | PRIN MAC1 |  | Small parts | Label | ['WST'] |  | 3 | no material
SNP:A3C40089133 |  |  |  |  | SYSTEM FAN |  | Cooling | FAN | ['FIT'] |  | 0 | Material
SNP:A3C40092660 |  |  |  |  | PDU 50 AMPERE |  | PSU | PSU | ['FIT'] |  | 0 | Material
SNP:A3C40093251 |  |  |  |  | SAS BP-6SLOT |  | Others | Others | ['FIT'] |  | 0 | Material
SNP:A3C40093700 | 10600906719 | SNP:A3C40093700 |  | SNP:A3C40093700 | AC CABLE HOLDER | 50 | Small parts | Mechanical | ['WST'] | KABE | 0 | Material
SNP:A3C40095938 |  |  |  |  | 2U BRACKET, REINFORCED |  | Small parts | Mechanical | ['FIT'] |  | 0 | Material
SNP:A3C40097357 |  |  |  |  | PANEL UNIT |  | Small parts | Mechanical | ['FIT'] |  | 0 | Material
SNP:A3C40098028 |  |  |  |  | 3U SUPPORT BRAC |  | Small parts | Small parts | ['FIT'] |  | 0 | Material
SNP:A3C40101529 |  |  |  |  | THURLEY RISER |  | Others | Others | ['FIT'] |  | 0 | Material
SNP:A3C40106008 | 10601030978 | SNP:A3C40106008 |  | SNP:A3C40106008 | STAND OFF NUT | 50 | Small parts | Mechanical | ['WST'] | KABE | 0 | Material
SNP:A3C40108117 | 10601086624 | SNP:A3C40108117 | SNP:A3C40108117 | SNP:A3C40108117 | SYSTEM ID CARD | 50 | Small parts | Mechanical | ['MW' 'WST'] | KABE | 0 | Material
SNP:A3C40109081 |  |  |  |  | SPACER PLASTIC |  | Small parts | Mechanical | ['FIT'] |  | 0 | Material
SNP:A3C40109082 |  |  |  |  | SCREW PLASTIC |  | Small parts | Mechanical | ['FIT'] |  | 0 | Material
SNP:A3C40109328 | 10601094252 | SNP:A3C40109328 |  | SNP:A3C40109328 | DISTANCE ROLL | 50 | Small parts | Mechanical | ['WST'] | KABE | 0 | Material
SNP:A3C40109406 |  |  |  |  | DUMMY MMB |  | Small parts | Mechanical | ['FIT'] |  | 0 | Material
SNP:A3C40109851 | 10601095910 | SNP:A3C40109851 |  | SNP:A3C40109851 | TAG 1000-SATA-7.2/FTS:10601095910 | 50 | Small parts | Label | ['WST'] | KABE | 0 | Material
SNP:A3C40109854 | 10601095913 | SNP:A3C40109854 |  | SNP:A3C40109854 | TAG 300-SAS-10/FTS:10601095913 | 50 | Small parts | Label | ['WST'] | KABE | 0 | Material
SNP:A3C40109858 | 10601095927 | SNP:A3C40109858 |  | SNP:A3C40109858 | TAG 300-SAS-15/FTS:10601095927 | 50 | Small parts | Label | ['WST'] | KABE | 0 | Material
SNP:A3C40113813 | 10601122027 | SNP:A3C40113813 |  | SNP:A3C40113813 | SPACER BLACK 2,5-3,5MM | 50 | Small parts | Mechanical | ['FIT' 'WST'] | KABE | 0 | Material
SNP:A3C40117375 | 10601151166 | SNP:A3C40117375 |  | SNP:A3C40117375 | TAG 2000-SATA-7.2/FTS:10601151166 | 50 | Small parts | Label | ['WST'] | KABE | 0 | Material
SNP:A3C40118069 |  |  |  |  | BD-IDTEMP |  | Small parts | Spare parts | ['FIT'] |  | 0 | Material
SNP:A3C40118095 | 10601153884 | SNP:A3C40118095 |  | SNP:A3C40118095 | TAG 600-SAS-15/FTS:10601153884 | 50 | Small parts | Label | ['WST'] | KABE | 0 | Material
SNP:A3C40119286 | 10601158883 | SNP:A3C40119286 |  | SNP:A3C40119286 | STANDOFF | 50 | Small parts | Mechanical | ['WST'] | KABE | 0 | Material
SNP:A3C40120420 |  |  |  |  | VARIO CARRIER |  | Small parts | Small parts | ['FIT'] |  | 0 | Material
SNP:A3C40121269 | 10601189781 | SNP:A3C40121269 |  | SNP:A3C40121269 | TAG 600-SAS-10/FTS:10601189781 | 50 | Small parts | Label | ['WST'] | KABE | 0 | Material
SNP:A3C40121631 | 10601195595 | SNP:A3C40121631 |  | SNP:A3C40121631 | CENTER SCREW_II | 50 | Small parts | Mechanical | ['FIT' 'WST'] | KABE | 0 | Material
SNP:A3C40122824 |  |  |  |  | System FAN |  | Cooling | FAN | ['FIT'] |  | 0 | Material
SNP:A3C40124091 | 10601341827 | SNP:A3C40124091 | SNP:A3C40124091 | SNP:A3C40124091 | CMA-1U MOUNTING KIT | 50 | Small parts | Mechanical | ['FIT' 'MW' 'WST'] | KABE | 0 | Material
SNP:A3C40124690 |  |  |  |  | MULTI CAGE RX30 |  | Small parts | Mechanical | ['FIT'] |  | 0 | Material
SNP:A3C40124712 |  |  |  |  | CONTROL PANEL R |  | Others | Others | ['FIT'] |  | 0 | Material
SNP:A3C40124814 |  |  |  |  | HDD CAGE 4X RX3 |  | Small parts | Mechanical | ['FIT'] |  | 0 | Material
SNP:A3C40124819 |  |  |  |  | DUMMY HDD 4X RX |  | Small parts | Mechanical | ['FIT'] |  | 0 | Material
SNP:A3C40124825 |  |  |  |  | FRONT BEZEL CF2 |  | Small parts | Mechanical | ['FIT'] |  | 0 | Material
SNP:A3C40124828 |  |  |  |  | LTO CAGE RX300S |  | Small parts | Mechanical | ['FIT'] |  | 0 | Material
SNP:A3C40124837 |  |  |  |  | FRONT BEZEL CF3 |  | Small parts | Small parts | ['FIT'] |  | 0 | Material
SNP:A3C40124839 |  |  |  |  | DAT CAGE RX300S |  | Small parts | Mechanical | ['FIT'] |  | 0 | Material
SNP:A3C40124842 |  |  |  |  | FRONT BEZEL CF5 |  | Small parts | Small parts | ['FIT'] |  | 0 | Material
SNP:A3C40124949 | 10601353660 | SNP:A3C40124949 | SNP:A3C40124949 | SNP:A3C40124949 | CMA-2U MOUNTING KIT | 50 | Small parts | Mechanical | ['FIT' 'MW' 'WST'] | KABE | 0 | Material
SNP:A3C40124985 |  |  |  |  | LocalView Panel |  | Small parts | Small parts | ['FIT'] |  | 0 | Material
SNP:A3C40133291 |  |  |  |  | FAN UNIT |  | Cooling | FAN | ['FIT'] |  | 0 | Material
SNP:A3C40133739 |  |  |  |  | HOT SWAP FAN MO |  | Small parts | Small parts | ['FIT'] |  | 0 | Material
SNP:A3C40134742 |  |  |  |  | ASSEMBLY SHEET |  | Small parts | Mechanical | ['FIT'] |  | 0 | Material
SNP:A3C40135288 |  |  |  |  | FILLER SUBCHASS |  | Small parts | Mechanical | ['FIT'] |  | 0 | Material
SNP:A3C40136334 |  |  |  |  | S4F DUMMY DVD A |  | Small parts | Mechanical | ['FIT'] |  | 0 | Material
SRP:ALWS19DTC-4C-OEM | 10602542945 | SRP:ALWS19DTC-4C-OEM |  |  | P71-08874-D4C-OEM (MS80) | 80 | Software | Software | ['WST'] | LBT1 | 0 | Material
SRP:ALWS22-DTC-16C | 10603046729 | SRP:ALWS22-DTC-16C |  | SRP:ALWS22-DTC-16C | P71-09225 AD-DC-16 | 50 | Software | Software | ['WST'] | KABE | 0 | Material
SRP:ALWS22-DTC-2C | 10603046727 | SRP:ALWS22-DTC-2C |  |  | P71-09227 AD-DC-2 | 50 | Software | Software | ['WST'] | KABE | 0 | Material
SRP:ALWS22-DTC-4C | 10603046728 | SRP:ALWS22-DTC-4C |  | SRP:ALWS22-DTC-4C | P71-09226 AD-DC-4 | 50 | Software | Software | ['WST'] | KABE | 0 | Material
SRP:ALWS22-STD-16C | 10603046732 | SRP:ALWS22-STD-16C |  | SRP:ALWS22-STD-16C | P73-08141 AD-ST-16 | 50 | Software | Software | ['WST'] | KABE | 0 | Material
SRP:ALWS22-STD-16C-APOS | 10603046735 | SRP:ALWS22-STD-16C-APOS |  | SRP:ALWS22-STD-16C-APOS | P73-08144 AD-S16-A | 50 | Software | Software | ['WST'] | KABE | 0 | Material
SRP:ALWS22-STD-2C | 10603046730 | SRP:ALWS22-STD-2C |  | SRP:ALWS22-STD-2C | P73-08143 AD-ST-2 | 50 | Software | Software | ['WST'] | KABE | 0 | Material
SRP:ALWS22-STD-4C | 10603046731 | SRP:ALWS22-STD-4C |  | SRP:ALWS22-STD-4C | P73-08142 AD-ST-4 | 50 | Software | Software | ['WST'] | KABE | 0 | Material
SRP:ALWS22-STD-4C-APOS | 10603046734 | SRP:ALWS22-STD-4C-APOS |  |  | P73-08145 AD-S4-A | 50 | Software | Software | ['WST'] | KABE | 0 | Material
SRP:CALWS19-1D | 10602525349 | SRP:CALWS19-1D |  |  | R18-05451 (MS80) | 80 | Software | Software | ['WST'] | LBT1 | 0 | Material
SRP:CALWS19-50D | 10602525365 | SRP:CALWS19-50D |  |  | R18-05505 (MS80) | 80 | Software | Software | ['WST'] | LBT1 | 0 | Material
SRP:CALWS19-5U | 10602525352 | SRP:CALWS19-5U |  |  | R18-05541 (MS80) | 80 | Software | Software | ['WST'] | LBT1 | 0 | Material
SRP:CALWS22-100D | 10603046744 | SRP:CALWS22-100D |  | SRP:CALWS22-100D | R18-06356 CAL-1HD | 50 | Software | Software | ['WST'] | KABE | 0 | Material
SRP:CALWS22-100U | 10603046750 | SRP:CALWS22-100U |  | SRP:CALWS22-100U | R18-06374 CAL-1HU | 50 | Software | Software | ['WST'] | KABE | 0 | Material
SRP:CALWS22-10D | 10603046742 | SRP:CALWS22-10D |  | SRP:CALWS22-10D | R18-06248 CAL-10D | 50 | Software | Software | ['WST'] | KABE | 0 | Material
SRP:CALWS22-10U | 10603046748 | SRP:CALWS22-10U |  | SRP:CALWS22-10U | R18-06320 CAL-10U | 50 | Software | Software | ['WST'] | KABE | 0 | Material
SRP:CALWS22-1D | 10603046740 | SRP:CALWS22-1D |  | SRP:CALWS22-1D | R18-06212 CAL-1D | 50 | Software | Software | ['WST'] | KABE | 0 | Material
SRP:CALWS22-1U | 10603046746 | SRP:CALWS22-1U |  | SRP:CALWS22-1U | R18-06284 CAL-1U | 50 | Software | Software | ['WST'] | KABE | 0 | Material
SRP:CALWS22-50D | 10603046743 | SRP:CALWS22-50D |  | SRP:CALWS22-50D | R18-06266 CAL-50D | 50 | Software | Software | ['WST'] | KABE | 0 | Material
SRP:CALWS22-50U | 10603046749 | SRP:CALWS22-50U |  | SRP:CALWS22-50U | R18-06338 CAL-50U | 50 | Software | Software | ['WST'] | KABE | 0 | Material
SRP:CALWS22-5D | 10603046741 | SRP:CALWS22-5D |  | SRP:CALWS22-5D | R18-06230 CAL-5D | 50 | Software | Software | ['WST'] | KABE | 0 | Material
SRP:CALWS22-5U | 10603046747 | SRP:CALWS22-5U |  | SRP:CALWS22-5U | R18-06302 CAL-5U | 50 | Software | Software | ['WST'] | KABE | 0 | Material
SRP:CALWS22RDS-100U | 10603046770 | SRP:CALWS22RDS-100U |  |  | 6VC-04307 RDS-1HU | 50 | Software | Software | ['WST'] | KABE | 0 | Material
SRP:CALWS22RDS-10D | 10603046753 | SRP:CALWS22RDS-10D |  | SRP:CALWS22RDS-10D | 6VC-04217 RDS-10D | 50 | Software | Software | ['WST'] | KABE | 0 | Material
SRP:CALWS22RDS-10U | 10603046768 | SRP:CALWS22RDS-10U |  | SRP:CALWS22RDS-10U | 6VC-04235 RDS-10U | 50 | Software | Software | ['WST'] | KABE | 0 | Material
SRP:CALWS22RDS-1D | 10603046751 | SRP:CALWS22RDS-1D |  | SRP:CALWS22RDS-1D | 6VC-04145 RDS-1D | 50 | Software | Software | ['WST'] | KABE | 0 | Material
SRP:CALWS22RDS-1U | 10603046766 | SRP:CALWS22RDS-1U |  | SRP:CALWS22RDS-1U | 6VC-04181 RDS-1U | 50 | Software | Software | ['WST'] | KABE | 0 | Material
SRP:CALWS22RDS-50D | 10603046764 | SRP:CALWS22RDS-50D |  |  | 6VC-04253 RDS-50D | 50 | Software | Software | ['WST'] | KABE | 0 | Material
SRP:CALWS22RDS-50U | 10603046769 | SRP:CALWS22RDS-50U |  |  | 6VC-04271 RDS-50U | 50 | Software | Software | ['WST'] | KABE | 0 | Material
SRP:CALWS22RDS-5D | 10603046752 | SRP:CALWS22RDS-5D |  | SRP:CALWS22RDS-5D | 6VC-04163 RDS-5D | 50 | Software | Software | ['WST'] | KABE | 0 | Material
SRP:CALWS22RDS-5U | 10603046767 | SRP:CALWS22RDS-5U |  | SRP:CALWS22RDS-5U | 6VC-04199 RDS-5U | 50 | Software | Software | ['WST'] | KABE | 0 | Material
SRP:COAWS22-DTC-OEM | 10603046640 | SRP:COAWS22-DTC-OEM |  | SRP:COAWS22-DTC-OEM | P71-09369 WS22-DC | 50 | Small parts | Label | ['WST'] | KABE | 0 | Material
SRP:COAWS22-ESS-OEM | 10603046643 | SRP:COAWS22-ESS-OEM |  | SRP:COAWS22-ESS-OEM | G3S-01434 WS22-ES | 50 | Small parts | Label | ['WST'] | KABE | 0 | Material
SRP:COAWS22-STD-OEM | 10603046725 | SRP:COAWS22-STD-OEM |  | SRP:COAWS22-STD-OEM | P73-08303 WS22-ST | 50 | Small parts | Label | ['WST'] | KABE | 0 | Material
SRP:DVDWS16WSS-OEM-2 | 10603057554 | SRP:DVDWS16WSS-OEM-2 |  |  | 7VR-00409 WS16WSS | 80 | Software | Software | ['WST'] | KABE | 0 | Material
SRP:DVDWS16WSS-OEM-LN | 10602634321 | SRP:DVDWS16WSS-OEM-LN |  | SRP:DVDWS16WSS-OEM-LN | 7VR-00409 WS16WSS | 80 | Software | Software | ['WST'] | KABE | 0 | Material
SRP:DVDWS19-DTC-OEM-R-2 | 10603057561 | SRP:DVDWS19-DTC-OEM-R-2 |  |  | P71-08958 WS19DTRE (MS80) | 80 | Software | Software | ['WST'] | KABE | 0 | Material
SRP:DVDWS19-ESS-OEM-LN | 10602664146 | SRP:DVDWS19-ESS-OEM-LN |  | SRP:DVDWS19-ESS-OEM-LN | G3S-01145 WS19ESS (MS80) | 80 | Software | Software | ['WST'] | KABE | 0 | Material
SRP:DVDWS22-DTC-OEM-2 | 10603209640 | SRP:DVDWS22-DTC-OEM-2 |  | SRP:DVDWS22-DTC-OEM-2 | P71-09328 WS22-DC | 50 | Software | Software | ['WST'] | KABE | 0 | Material
SRP:DVDWS22-DTC-OEM-E | 10603560666 | SRP:DVDWS22-DTC-OEM-E |  | SRP:DVDWS22-DTC-OEM-E | P71-09328 WS22-DC | 50 | Software | Software | ['WST'] | KABE | 3 | instruction | Software | KABE
SRP:DVDWS22-DTC-OEM-R-2 | 10603209641 | SRP:DVDWS22-DTC-OEM-R-2 |  | SRP:DVDWS22-DTC-OEM-R-2 | P71-09358 WS22-DCR | 50 |  |  | ['WST'] | KABE | 3 | no material | Software
SRP:DVDWS22-DTC-ROK-2 | 10603209636 | SRP:DVDWS22-DTC-ROK-2 |  | SRP:DVDWS22-DTC-ROK-2 | XEA-01403 WS22-DC | 50 | Software | Software | ['WST'] | KABE | 0 | Material
SRP:DVDWS22-DTC-ROK-E | 10603560670 | SRP:DVDWS22-DTC-ROK-E |  | SRP:DVDWS22-DTC-ROK-E | XEA-01403 WS22-DC | 50 | Software | Software | ['WST'] | KABE | 0 | Material
SRP:DVDWS22-DTC-ROK-R-2 | 10603209637 | SRP:DVDWS22-DTC-ROK-R-2 |  |  | XEA-01442 WS22-DCR | 50 | Software | Software | ['WST'] | KABE | 0 | Material
SRP:DVDWS22-ESS-OEM-2 | 10603209642 | SRP:DVDWS22-ESS-OEM-2 |  | SRP:DVDWS22-ESS-OEM-2 | G3S-01419 WS22-ES | 50 | Software | Software | ['WST'] | KABE | 0 | Material
SRP:DVDWS22-ESS-ROK-2 | 10603209638 | SRP:DVDWS22-ESS-ROK-2 |  | SRP:DVDWS22-ESS-ROK-2 | G6S-00233 WS22-ES | 50 | Software | Software | ['WST'] | KABE | 0 | Material
SRP:DVDWS22-STD-OEM-2 | 10603209643 | SRP:DVDWS22-STD-OEM-2 |  | SRP:DVDWS22-STD-OEM-2 | P73-08273 WS22-ST | 50 | Software | Software | ['WST'] | KABE | 0 | Material
SRP:DVDWS22-STD-OEM-E | 10603560668 | SRP:DVDWS22-STD-OEM-E |  | SRP:DVDWS22-STD-OEM-E | P73-08273 WS22-ST | 50 | Software | Software | ['WST'] | KABE | 3 | instruction | Software
SRP:DVDWS22-STD-ROK-2 | 10603209639 | SRP:DVDWS22-STD-ROK-2 |  | SRP:DVDWS22-STD-ROK-2 | VPA-00778 WS22-ST | 50 | Software | Software | ['WST'] | KABE | 0 | Material
SRP:DVDWS22-STD-ROK-E | 10603560671 | SRP:DVDWS22-STD-ROK-E |  | SRP:DVDWS22-STD-ROK-E | VPA-00778 WS22-ST | 50 | Software | Software | ['WST'] | KABE | 3 | instruction | Software
SRP:W16-STD-DGDE-LNL | 10602634324 | SRP:W16-STD-DGDE-LNL |  | SRP:W16-STD-DGDE-LNL | P73-07781W16DGST (MS80) | 80 | Software | Software | ['WST'] | KABE | 0 | Material
SRP:WS16-DTC-DGDE-2 | 10603057569 | SRP:WS16-DTC-DGDE-2 |  |  | P71-09016 WS16DTDG | 50 | Software | Software | ['WST'] | KABE | 0 | Material
SRP:WS16-STD-DGDE-2 | 10603057568 | SRP:WS16-STD-DGDE-2 |  | SRP:WS16-STD-DGDE-2 | P73-07781 W16DGST | 50 | Software | Software | ['WST'] | KABE | 0 | Material
SRP:WS19-DTC-DGDE | 10603046771 | SRP:WS19-DTC-DGDE |  | SRP:WS19-DTC-DGDE | P71-09498 DG19-DC | 50 | Software | Software | ['WST'] | KABE | 0 | Material
SRP:WS19-ESS-DGDE-2 | 10603142765 | SRP:WS19-ESS-DGDE-2 |  | SRP:WS19-ESS-DGDE-2 | G3S-01466 WS19ESDG | 50 | Software | Software | ['WST'] | KABE | 0 | Material
SRP:WS19-STD-DGDE-2 | 10603057571 | SRP:WS19-STD-DGDE-2 |  | SRP:WS19-STD-DGDE-2 | P71-09016 WS19STDG | 50 | Software | Software | ['WST'] | KABE | 0 | Material
SRP:WS22-STD-DGDE-E | 10603560667 | SRP:WS22-STD-DGDE-E |  | SRP:WS22-STD-DGDE-E | P71-09498 DG22-ST | 50 |  |  | ['WST'] | KABE | 3 | no material | Software
SYS-420GP-TNAR+LC8-FL02T |  |  |  |  | MBD-X12DGO-P 4U 8 SXM4 / 3KW PSU |  | BB/Enclosure | SKD | ['FIT'] |  | 0 | Material
SYS-420GP-TNAR-AC6-FL02T |  |  |  |  | IA-SERVER FTPO |  | Small parts | SKD | ['FIT'] |  | 0 | Material
SYS-420GP-TNAR-LC6-FL02T |  |  |  |  | GX2570 M6 BASE UNIT |  | BB/Enclosure | SKD | ['FIT'] |  | 0 | Material
T26139-Y1740-L10 | 2012779824 |  |  | T26139-Y1740-L10 | DCCABLE D,F,NL,SKA |  |  |  | ['WST'] |  | 3 | SOI/L-part
T26139-Y1741-V90 | 10600882457 | T26139-Y1741-V90 |  | T26139-Y1741-V90 | PWRC US/C 15A 1,8M | 50 | Cable | Cable | ['WST'] | KABE | 0 | Material
T26139-Y1742-V10-*-Z111 |  |  |  |  | PWRCRD USA 2.5M |  | Small parts | Cable | ['FIT'] |  | 0 | Material
T26139-Y1743-V10 |  |  |  |  | POWERCORD CH GR |  | Small parts | Cable | ['FIT'] |  | 0 | Material
T26139-Y1743-V10-*-Z111 | 10521356938 | T26139-Y1743-V10-*-Z111 |  | T26139-Y1743-V10-*-Z111 | PWR CRD CH GRD 1.8 | 50 | Cable | Cable | ['WST'] | KABE | 0 | Material
T26139-Y1744-L10 |  |  |  |  | DCCABLE UK,IRL |  |  |  | ['WST'] |  | 3 | SOI/L-part
T26139-Y1744-V10-*-Z111 | 10603619258 | T26139-Y1744-V10-*-Z111 |  | T26139-Y1744-V10-*-Z111 | PWRC UK 10A 1.8M | 50 | Cable | Cable | ['WST'] | KABE | 0 | Material
T26139-Y1745-L10 |  |  |  |  | DCCABLE ITALY |  |  |  | ['WST'] |  | 3 | SOI/L-part
T26139-Y1745-V10 |  |  |  |  | POWERCORD ITALY |  | Small parts | Cable | ['FIT'] |  | 0 | Material
T26139-Y1745-V10-*-Z111 | 10521356960 | T26139-Y1745-V10-*-Z111 |  | T26139-Y1745-V10-*-Z111 | POWERCORD ITALY 1.8M | 50 | Cable | Cable | ['WST'] | KABE | 0 | Material
T26139-Y1746-V10 |  |  |  |  | POWERCORD DK 1. |  | Others | Others | ['FIT'] |  | 0 | Material
T26139-Y1746-V10-*-Z111 | 10521356971 | T26139-Y1746-V10-*-Z111 |  | T26139-Y1746-V10-*-Z111 | PWR CRD DK 1.8M | 50 | Cable | Cable | ['WST'] | KABE | 0 | Material
T26139-Y1747-V10-*-Z111 | 10521356982 | T26139-Y1747-V10-*-Z111 |  | T26139-Y1747-V10-*-Z111 | PWRC ISR 3P 1,8M | 50 | Cable | Cable | ['WST'] | KABE | 0 | Material
T26139-Y1751-V10 | 10603619261 | T26139-Y1751-V10 |  | T26139-Y1751-V10 | POWERC.CCC 3P 2.5M | 50 | Cable | Cable | ['WST'] | KABE | 0 | Material
T26139-Y1753-V10 | 10601000634 | T26139-Y1753-V10 |  |  | PWRC T 3P 1.8M | 50 | Small parts | Cable | ['FIT'] | KABE | 0 | Material
T26139-Y1757-V10 | 10601115939 | T26139-Y1757-V10 |  | T26139-Y1757-V10 | PWRC TWN 15A 1,8M | 50 | Cable | Cable | ['FIT' 'WST'] | KABE | 0 | Material
T26139-Y1968-C150 | 10601922290 | T26139-Y1968-C150 |  | T26139-Y1968-C150 | CBL JUMPER US 1.5M | 50 | Cable | Cable | ['WST'] | KABE | 0 | Material
T26139-Y1968-C180 | 10603619260 | T26139-Y1968-C180 |  | T26139-Y1968-C180 | PWR CRD JUMPER 1,8 | 50 | Cable | Cable | ['FIT' 'WST'] | KABE | 0 | Material
T26139-Y1968-C250 | 10600342113 | T26139-Y1968-C250 |  | T26139-Y1968-C250 | PWR CORD DISP 2,5M | 50 | Cable | Cable | ['FIT' 'WST'] | KABE | 0 | Material
T26139-Y1968-C400 | 10601746580 | T26139-Y1968-C400 |  |  | POWERCORD RACK 4M | 50 | Cable | Cable | ['WST'] | KABE | 0 | Material
T26139-Y1968-L10 |  |  |  |  | AC CABLE RACK 4M |  |  |  | ['WST'] |  | 3 | SOI/L-part
T26139-Y1968-L180 | 2012779820 |  |  | T26139-Y1968-L180 | AC CABLE RACK 1.8M |  |  |  | ['WST'] |  | 3 | SOI/L-part
T26139-Y1968-L250 | 2012779821 |  |  | T26139-Y1968-L250 | AC CABLE RACK 2.5M |  |  |  | ['WST'] |  | 3 | SOI/L-part
T26139-Y1968-M4 |  |  |  |  | PowerCordRack4M |  | Cable | Cable | ['FIT'] |  | 0 | Material
T26139-Y1968-M4-*-Z111 | 10521684936 | T26139-Y1968-M4-*-Z111 |  | T26139-Y1968-M4-*-Z111 | PWR CORD RACK 4M | 50 | Cable | Cable | ['WST'] | KABE | 0 | Material
T26139-Y1968-V201 | 10600647629 | T26139-Y1968-V201 |  | T26139-Y1968-V201 | JPWR C14-C19 2,5 B | 50 | Cable | Cable | ['FIT' 'WST'] | KABE | 0 | Material
T26139-Y2193-V111 |  |  |  |  | CBL PWR HDD 160 |  | Small parts | Cable | ['FIT'] |  | 0 | Material
T26139-Y2193-V501 | 10601085127 | T26139-Y2193-V501 |  | T26139-Y2193-V501 | CBL PWR RDX 400 | 50 | Cable | Cable | ['FIT' 'WST'] | KABE | 0 | Material
T26139-Y2361-V103 | 10602118374 | T26139-Y2361-V103 |  | T26139-Y2361-V103 | CBL_HDD_SIGNAL_200 | 50 | Cable | Cable | ['FIT' 'WST'] | KABE | 0 | Material
T26139-Y2361-V105 | 10602375763 | T26139-Y2361-V105 |  | T26139-Y2361-V105 | CBL_HDD_SIGL_2X450 | 50 | Cable | Cable | ['FIT' 'WST'] | KABE | 0 | Material
T26139-Y2425-M10 |  |  |  |  | Grayle Cable |  | Cable | Cable | ['FIT'] |  | 0 | Material
T26139-Y2425-M5 |  |  |  |  | Grayle Cable |  | Cable | Cable | ['FIT'] |  | 0 | Material
T26139-Y2694-V10 | 10601017532 | T26139-Y2694-V10 |  | T26139-Y2694-V10 | DP/DVI_40CM | 50 | Cable | Cable | ['WST'] | KABE | 0 | Material
T26139-Y3589-V408 |  |  |  |  | CBL COM 150 |  | Small parts | Cable | ['FIT'] |  | 0 | Material
T26139-Y3589-V410 | 10601892069 | T26139-Y3589-V410 |  | T26139-Y3589-V410 | CBL SERIAL H 150(T26139-Y3589-V410) | 50 | Cable | Cable | ['WST'] | KABE | 0 | Material
T26139-Y3589-V411 |  |  |  |  | CBL SERIAL 70 |  | Small parts | Cable | ['FIT'] |  | 0 | Material
T26139-Y3718-V301 |  |  |  |  | CBL LVP |  | Cable | Cable | ['FIT'] |  | 0 | Material
T26139-Y3718-V302 |  |  |  |  | CBL USB RX500S7 |  | Cable | Cable | ['FIT'] |  | 0 | Material
T26139-Y3718-V5 |  |  |  |  | LTG TEMPSENSOR |  | Cable | Cable | ['FIT'] |  | 0 | Material
T26139-Y3758-V10 |  |  |  |  | CBL PWR SB 150 |  | Cable | Cable | ['FIT'] |  | 0 | Material
T26139-Y3758-V9 |  |  |  |  | CBL-PWR-500MM T |  | Cable | Cable | ['FIT'] |  | 0 | Material
T26139-Y3893-V301 |  |  |  |  | CBL CCR FUS300 |  | Cable | Cable | ['FIT'] |  | 0 | Material
T26139-Y3922-V121 |  |  |  |  | LTG INTRUSION SW |  | Cable | Cable | ['FIT'] |  | 0 | Material
T26139-Y3925-V303 |  |  |  |  | IA-EOL |  | Cable | Cable | ['FIT'] |  | 0 | Material
T26139-Y3928-V101 |  |  |  |  | SATA PowerCable |  | Small parts | Cable | ['FIT'] |  | 0 | Material
T26139-Y3928-V205 |  |  |  |  | CBL SATA 2XSTR 750 |  | Cable | Cable | ['FIT'] |  | 0 | Material
T26139-Y3930-V601 | 10601102452 | T26139-Y3930-V601 |  | T26139-Y3930-V601 | CBL SATA FULL PWR | 80 | Cable | Cable | ['FIT' 'WST'] | KABE | 0 | Material
T26139-Y3939-V201 |  |  |  |  | CBL PWR SAS-BP |  | Cable | Cable | ['FIT'] |  | 0 | Material
T26139-Y3939-V203 |  |  |  |  | CBL RX2520M1 PW |  | Small parts | Cable | ['FIT'] |  | 0 | Material
T26139-Y3939-V206 | 10601866321 | T26139-Y3939-V206 |  | T26139-Y3939-V206 | CBL_PWR_6P_4P_320 | 50 | Cable | Cable | ['FIT' 'WST'] | KABE | 0 | Material
T26139-Y3939-V207 | 10601866324 | T26139-Y3939-V207 |  | T26139-Y3939-V207 | CBL_PWR_12P_2X6P | 50 | Cable | Cable | ['FIT' 'WST'] | KABE | 0 | Material
T26139-Y3939-V210 | 10601889797 | T26139-Y3939-V210 |  | T26139-Y3939-V210 | CBL_PWR_6P_4P_500 | 50 | Cable | Cable | ['FIT' 'WST'] | KABE | 0 | Material
T26139-Y3939-V301 |  |  |  |  | CBL MOBO DRV TX |  | Small parts | Cable | ['FIT'] |  | 0 | Material
T26139-Y3939-V401 |  |  |  |  | CBL MB HDD BOX |  | Cable | Cable | ['FIT'] |  | 0 | Material
T26139-Y3939-V402 |  |  |  |  | CBL_MOBO_HDD_PO |  | Small parts | Cable | ['FIT'] |  | 0 | Material
T26139-Y3939-V501 |  |  |  |  | CBL-PWR SAS-BP |  | Cable | Cable | ['FIT'] |  | 0 | Material
T26139-Y3939-V502 | 10601755977 | T26139-Y3939-V502 |  | T26139-Y3939-V502 | CBL RX2520M1 PWR35 | 50 | Cable | Cable | ['FIT' 'WST'] | KABE | 0 | Material
T26139-Y3939-V503 |  |  |  |  | CBL PWR SAS-BP 660 |  | Small parts | Cable | ['FIT'] |  | 0 | Material
T26139-Y3942-V1 |  |  |  |  | EXT PWR CABLE |  | Small parts | Cable | ['FIT'] |  | 0 | Material
T26139-Y3942-V221 |  |  |  |  | CBL PWR SATA>3X |  | Cable | Cable | ['FIT'] |  | 0 | Material
T26139-Y3946-V606 |  |  |  |  | CBL PWR GPGPU 2 |  | Small parts | Cable | ['FIT'] |  | 0 | Material
T26139-Y3946-V609 |  |  |  |  | CBL PWR K80 |  | Small parts | Cable | ['FIT'] |  | 0 | Material
T26139-Y3946-V701 |  |  |  |  | CBL GPU PWR |  | Cable | Cable | ['FIT'] |  | 0 | Material
T26139-Y3946-V702 |  |  |  |  | CBL GPU PWR 400 |  | Small parts | Cable | ['FIT'] |  | 0 | Material
T26139-Y3946-V703 | 10601865377 | T26139-Y3946-V703 |  | T26139-Y3946-V703 | CBL_GPU_BP_830 | 50 | Cable | Cable | ['FIT' 'WST'] | KABE | 0 | Material
T26139-Y3946-V704 |  |  |  |  | CBL_PWR_GPU_3_R |  | Small parts | Cable | ['FIT'] |  | 0 | Material
T26139-Y3946-V705 | 10602139857 | T26139-Y3946-V705 |  | T26139-Y3946-V705 | CBL PWR GRID 400 | 50 | Cable | Cable | ['FIT' 'WST'] | KABE | 0 | Material
T26139-Y3946-V706 | 10602154870 | T26139-Y3946-V706 |  | T26139-Y3946-V706 | CBL_PWR_GPU_3R2 | 50 | Cable | Cable | ['FIT' 'WST'] | KABE | 0 | Material
T26139-Y3952-V501 |  |  |  |  | CBL PWR |  | Cable | Cable | ['FIT'] |  | 0 | Material
T26139-Y3952-V511 | 10601526636 | T26139-Y3952-V511 |  | T26139-Y3952-V511 | CBL PWR 16/14 220 | 50 | Cable | Cable | ['FIT' 'WST'] | KABE | 0 | Material
T26139-Y3952-V601 |  |  |  |  | CBL-PWR TX300S7 |  | Cable | Cable | ['FIT'] |  | 0 | Material
T26139-Y3952-V611 | 10601700134 | T26139-Y3952-V611 |  | T26139-Y3952-V611 | CBL PWR 16/14 550 | 50 | Cable | Cable | ['FIT' 'WST'] | KABE | 0 | Material
T26139-Y3956-V101 |  |  |  |  | LTG LED FP |  | Cable | Cable | ['FIT'] |  | 0 | Material
T26139-Y3956-V2 |  |  |  |  | CBL PDB MOBO SIG10 |  | Cable | Cable | ['FIT'] |  | 0 | Material
T26139-Y3956-V3 | 10601710437 | T26139-Y3956-V3 |  | T26139-Y3956-V3 | CBL_PDB_SIDEBAND | 50 | Cable | Cable | ['FIT' 'WST'] | KABE | 0 | Material
T26139-Y3956-V4 | 10602025351 | T26139-Y3956-V4 |  | T26139-Y3956-V4 | CBL_PDB_MOBO_SIG | 50 | Cable | Cable | ['FIT' 'WST'] | KABE | 0 | Material
T26139-Y3958-V202 |  |  |  |  | LTG SATA ST/ST |  | Cable | Cable | ['FIT'] |  | 0 | Material
T26139-Y3959-V301 |  |  |  |  | CBL-HDD2.5-POWER |  | Cable | Cable | ['FIT'] |  | 0 | Material
T26139-Y3959-V302 |  |  |  |  | CBL PWR HDD 10X2.5 |  | Small parts | Cable | ['FIT'] |  | 0 | Material
T26139-Y3959-V303 |  |  |  |  | CBL_HDD_2.5_POWER |  | Small parts | Cable | ['FIT'] |  | 0 | Material
T26139-Y3959-V304 |  |  |  |  | CBL PWR HDD 10X2.5 |  | Small parts | Cable | ['FIT'] |  | 0 | Material
T26139-Y3959-V305 | 10601811979 | T26139-Y3959-V305 |  | T26139-Y3959-V305 | CBL_PWR_6P_2X4P | 75 | Cable | Cable | ['FIT' 'WST'] | KABE | 0 | Material
T26139-Y3959-V306 |  |  |  |  | CBL_PWR_6P_2X4P |  | Small parts | Cable | ['FIT'] |  | 0 | Material
T26139-Y3959-V307 | 10601833891 | T26139-Y3959-V307 |  | T26139-Y3959-V307 | CBL_PWR_4P_2X4P | 80 | Cable | Cable | ['FIT' 'WST'] | KABE | 0 | Material
T26139-Y3959-V308 |  |  |  |  | CBL_HDD_POWER |  | Small parts | Cable | ['FIT'] |  | 0 | Material
T26139-Y3959-V309 |  |  |  |  | CBL_HDD_POWER |  | Small parts | Cable | ['FIT'] |  | 0 | Material
T26139-Y3959-V310 | 10602060340 | T26139-Y3959-V310 |  | T26139-Y3959-V310 | CBL_HDD_POWER | 80 | Cable | Cable | ['FIT' 'WST'] | KABE | 0 | Material
T26139-Y3959-V311 | 10602107476 | T26139-Y3959-V311 |  | T26139-Y3959-V311 | CBL_PWR_4P_2X4P | 50 | Cable | Cable | ['FIT' 'WST'] | KABE | 0 | Material
T26139-Y3959-V312 | 10602107477 | T26139-Y3959-V312 |  | T26139-Y3959-V312 | CBL_PWR_4P_6P | 50 | Cable | Cable | ['FIT' 'WST'] | KABE | 0 | Material
T26139-Y3959-V313 | 10602139858 | T26139-Y3959-V313 |  | T26139-Y3959-V313 | CBL_PWR_NVME1 | 80 | Cable | Cable | ['FIT' 'WST'] | KABE | 0 | Material
T26139-Y3959-V314 | 10602139859 | T26139-Y3959-V314 |  | T26139-Y3959-V314 | CBL_PWR_NVME2 | 80 | Cable | Cable | ['FIT' 'WST'] | KABE | 0 | Material
T26139-Y3959-V351 |  |  |  |  | CBL-HDD3.5-POWER |  | Small parts | Cable | ['FIT'] |  | 0 | Material
T26139-Y3959-V352 |  |  |  |  | CBL_HDD_3.5_POWER |  | Small parts | Cable | ['FIT'] |  | 0 | Material
T26139-Y3959-V353 | 10601865160 | T26139-Y3959-V353 |  | T26139-Y3959-V353 | CBL_PWR_ EXP_150 | 50 | Cable | Cable | ['FIT' 'WST'] | KABE | 0 | Material
T26139-Y3959-V354 | 10601884488 | T26139-Y3959-V354 |  | T26139-Y3959-V354 | CBL_PWR_ EXP_200 | 50 | Cable | Cable | ['FIT' 'WST'] | KABE | 0 | Material
T26139-Y3963-V101 |  |  |  |  | CBL-SAS 320 |  | Cable | Cable | ['FIT'] |  | 0 | Material
T26139-Y3963-V103 |  |  |  |  | CBL SAS 2XMINI |  | Small parts | Cable | ['FIT'] |  | 0 | Material
T26139-Y3963-V107 |  |  |  |  | SAS CABLE |  | Small parts | Cable | ['FIT'] |  | 0 | Material
T26139-Y3963-V113 |  |  |  |  | CBL-SAS-200MM |  | Small parts | Cable | ['FIT'] |  | 0 | Material
T26139-Y3963-V115 |  |  |  |  | CBL SAS 2XMINI |  | Small parts | Cable | ['FIT'] |  | 0 | Material
T26139-Y3963-V116 |  |  |  |  | CBL SAS 2XMIN 5 |  | Cable | Cable | ['FIT'] |  | 0 | Material
T26139-Y3963-V117 |  |  |  |  | CBL SAS MINI 95 |  | Cable | Cable | ['FIT'] |  | 0 | Material
T26139-Y3963-V151 |  |  |  |  | CBL SAS FLAT 32 |  | Cable | Cable | ['FIT'] |  | 0 | Material
T26139-Y3963-V203 |  |  |  |  | SAS MINIML4ML2 |  | Cable | Cable | ['FIT'] |  | 0 | Material
T26139-Y3964-V201 |  |  |  |  | CBL-SAS/SATA |  | Cable | Cable | ['FIT'] |  | 0 | Material
T26139-Y3964-V301 |  |  |  |  | IA-EOL |  | Small parts | Cable | ['FIT'] |  | 0 | Material
T26139-Y3964-V303 |  |  |  |  | CBL_4HDD_DATA3. |  | Small parts | Cable | ['FIT'] |  | 0 | Material
T26139-Y3969-V301 | 10600954367 | T26139-Y3969-V301 |  | T26139-Y3969-V301 | CBL MINISAS SATA | 50 | Cable | Cable | ['FIT' 'WST'] | KABE | 0 | Material
T26139-Y3969-V353 | 10601865161 | T26139-Y3969-V353 | T26139-Y3969-V353 | T26139-Y3969-V353 | CBL_FBU | 75 | Cable | Cable | ['FIT' 'MW' 'WST'] | KABE | 0 | Material
T26139-Y3969-V354 | 10602142551 | T26139-Y3969-V354 | T26139-Y3969-V354 | T26139-Y3969-V354 | CBL_FBU2 | 50 | Cable | Cable | ['FIT' 'MW' 'WST'] | KABE | 0 | Material
T26139-Y3969-V401 | 10601426996 | T26139-Y3969-V401 |  | T26139-Y3969-V401 | CBL SAS DEV PWRSIG | 50 | Cable | Cable | ['FIT' 'WST'] | KABE | 0 | Material
T26139-Y3969-V402 | 10601528314 | T26139-Y3969-V402 |  | T26139-Y3969-V402 | CBL SAS DEV PWRSIG | 50 | Cable | Cable | ['FIT' 'WST'] | KABE | 0 | Material
T26139-Y3972-V100 | 10600647362 | T26139-Y3972-V100 |  | T26139-Y3972-V100 | CBL PWR USA 16A 4M | 50 | Cable | Cable | ['FIT' 'WST'] | KABE | 0 | Material
T26139-Y3972-V300 |  |  |  |  | CBL PWR 16A COL |  | Small parts | Cable | ['FIT'] |  | 0 | Material
T26139-Y3973-V96 |  |  |  |  | USB CABLE |  | Cable | Cable | ['FIT'] |  | 0 | Material
T26139-Y3986-V302 | 10600996263 | T26139-Y3986-V302 |  | T26139-Y3986-V302 | CBL PWR 2CO 400 | 50 | Cable | Cable | ['FIT' 'WST'] | KABE | 0 | Material
T26139-Y3986-V303 |  |  |  |  | CBL PWR 3CO 600 |  | Small parts | Cable | ['FIT'] |  | 0 | Material
T26139-Y3986-V305 |  |  |  |  | CBL PWR 2CO 500 |  | Cable | Cable | ['FIT'] |  | 0 | Material
T26139-Y3986-V306 | 10601865159 | T26139-Y3986-V306 |  | T26139-Y3986-V306 | CBL_SAS_PWR_DRIVE | 80 | Cable | Cable | ['FIT' 'WST'] | KABE | 0 | Material
T26139-Y3988-M220 |  |  |  |  | IA-EOL |  | Cable | Cable | ['FIT'] |  | 0 | Material
T26139-Y3990-V201 |  |  |  |  | CBL PWR SATA SL |  | Small parts | Cable | ['FIT'] |  | 0 | Material
T26139-Y3990-V301 |  |  |  |  | CBL_ODD_POWER |  | Small parts | Cable | ['FIT'] |  | 0 | Material
T26139-Y3990-V302 |  |  |  |  | CBL_ODD_PWR 300 |  | Small parts | Cable | ['FIT'] |  | 0 | Material
T26139-Y3990-V303 |  |  |  |  | CBL_ODD_PWR_470 |  | Small parts | Cable | ['FIT'] |  | 0 | Material
T26139-Y3994-V101 |  |  |  |  | CBL INT VGA 500 |  | Small parts | Cable | ['FIT'] |  | 0 | Material
T26139-Y3994-V301 | 10601697708 | T26139-Y3994-V301 |  | T26139-Y3994-V301 | CBL_FRONT_VGA | 50 | Cable | Cable | ['FIT' 'WST'] | KABE | 0 | Material
T26139-Y3994-V302 | 10601811876 | T26139-Y3994-V302 |  | T26139-Y3994-V302 | CBL_FRONT_VGA | 50 | Cable | Cable | ['FIT' 'WST'] | KABE | 0 | Material
T26139-Y3994-V303 | 10602026941 | T26139-Y3994-V303 |  | T26139-Y3994-V303 | CBL_VGA | 80 | Cable | Cable | ['FIT' 'WST'] | KABE | 0 | Material
T26139-Y3996-M3 |  |  |  |  | CBL ESAS ML4MI |  | Small parts | Cable | ['FIT'] |  | 0 | Material
T26139-Y3996-V103 |  |  |  |  | CBL ESAS ML2MI |  | Small parts | Cable | ['FIT'] |  | 0 | Material
T26139-Y3996-V503 |  |  |  |  | CBL ESAS MI2MI |  | Cable | Cable | ['FIT'] |  | 0 | Material
T26139-Y3999-V503 |  |  |  |  | CBL_FRONT_USB |  | Small parts | Cable | ['FIT'] |  | 0 | Material
T26139-Y3999-V505 | 10601816043 | T26139-Y3999-V505 |  | T26139-Y3999-V505 | CBL_USB30_650 | 80 | Cable | Cable | ['FIT' 'WST'] | KABE | 0 | Material
T26139-Y3999-V506 |  |  |  |  | CBL_USB30_ADA |  | Small parts | Cable | ['FIT'] |  | 0 | Material
T26139-Y3999-V507 |  |  |  |  | CBL_FRONT_USB_360 |  | Small parts | Cable | ['FIT'] |  | 0 | Material
T26139-Y3999-V508 | 10602118286 | T26139-Y3999-V508 |  | T26139-Y3999-V508 | CBL_USB30_580 | 80 | Cable | Cable | ['FIT' 'WST'] | KABE | 0 | Material
T26139-Y3999-V513 |  |  |  |  | CBL_FRONT_USB_530 |  | Small parts | Cable | ['FIT'] |  | 0 | Material
T26139-Y4000-V305 |  |  |  |  | CBL MM3DLCLC50? |  | Cable | Cable | ['FIT'] |  | 0 | Material
T26139-Y4001-V211 |  |  |  |  | CBL-FRONT PANEL |  | Cable | Cable | ['FIT'] |  | 0 | Material
T26139-Y4006-M10 | 10601095232 | T26139-Y4006-M10 |  | T26139-Y4006-M10 | CBL SFP+A 10GB 10M | 80 | Cable | Cable | ['FIT' 'WST'] | KABE | 0 | Material
T26139-Y4006-M2 |  |  |  |  | CBL SFP+A 10GB 2M |  | Cable | Cable | ['FIT'] |  | 0 | Material
T26139-Y4006-M5 | 10601095231 | T26139-Y4006-M5 |  | T26139-Y4006-M5 | CBL SFP+A 10GB 5M | 80 | Cable | Cable | ['FIT' 'WST'] | KABE | 0 | Material
T26139-Y4011-V4 |  |  |  |  | CBL FAN EXT 200 |  | Small parts | Cable | ['FIT'] |  | 0 | Material
T26139-Y4012-V101 |  |  |  |  | CBL-PWR |  | Cable | Cable | ['FIT'] |  | 0 | Material
T26139-Y4012-V211 |  |  |  |  | CBL-SATA PWR-570MM |  | Cable | Cable | ['FIT'] |  | 0 | Material
T26139-Y4012-V501 |  |  |  |  | CBL-PWR |  | Small parts | Cable | ['FIT'] |  | 0 | Material
T26139-Y4012-V503 |  |  |  |  | CBL_MOBO_DRV_PW |  | Small parts | Cable | ['FIT'] |  | 0 | Material
T26139-Y4012-V504 |  |  |  |  | CBL_MOBO_DRV_PW_25 |  | Small parts | Cable | ['FIT'] |  | 0 | Material
T26139-Y4012-V505 |  |  |  |  | CBL_MOBO_DRV_PW_35 |  | Small parts | Cable | ['FIT'] |  | 0 | Material
T26139-Y4015-V1 |  |  |  |  | CBL COMMON FP |  | Cable | Cable | ['FIT'] |  | 0 | Material
T26139-Y4015-V2 |  |  |  |  | CBL FRONTPANEL 650 |  | Cable | Cable | ['FIT'] |  | 0 | Material
T26139-Y4015-V301 | 10601702349 | T26139-Y4015-V301 |  | T26139-Y4015-V301 | CBL FRONT PANEL | 80 | Cable | Cable | ['FIT' 'WST'] | KABE | 0 | Material
T26139-Y4015-V302 |  |  |  |  | CBL FRONT PANEL |  | Small parts | Cable | ['FIT'] |  | 0 | Material
T26139-Y4015-V303 |  |  |  |  | CBL_FRONTPANEL_260 |  | Small parts | Cable | ['FIT'] |  | 0 | Material
T26139-Y4015-V305 |  |  |  |  | CBL_FRONTPANEL_550 |  | Small parts | Cable | ['FIT'] |  | 0 | Material
T26139-Y4015-V4 |  |  |  |  | CBL HOST-BP 540 |  | Small parts | Cable | ['FIT'] |  | 0 | Material
T26139-Y4015-V601 |  |  |  |  | CBL_SGPIO1_RX10 |  | Cable | Cable | ['FIT'] |  | 0 | Material
T26139-Y4015-V603 |  |  |  |  | CBL SMB 1XBP |  | Small parts | Cable | ['FIT'] |  | 0 | Material
T26139-Y4015-V605 |  |  |  |  | CBL_SMB_3XBP |  | Small parts | Cable | ['FIT'] |  | 0 | Material
T26139-Y4015-V606 | 10601896632 | T26139-Y4015-V606 |  | T26139-Y4015-V606 | CBL_OOB_6XBP | 80 | Cable | Cable | ['FIT' 'WST'] | KABE | 0 | Material
T26139-Y4015-V607 | 10601896633 | T26139-Y4015-V607 |  | T26139-Y4015-V607 | CBL_OOB_4XBP | 80 | Cable | Cable | ['FIT' 'WST'] | KABE | 0 | Material
T26139-Y4015-V608 | 10601915206 | T26139-Y4015-V608 |  | T26139-Y4015-V608 | CBL_OOB_2XBP | 80 | Cable | Cable | ['FIT' 'WST'] | KABE | 0 | Material
T26139-Y4015-V609 |  |  |  |  | CBL_OOB_2BP |  | Small parts | Cable | ['FIT'] |  | 0 | Material
T26139-Y4015-V610 | 10602140025 | T26139-Y4015-V610 |  | T26139-Y4015-V610 | CBL_VPP_250 | 80 | Cable | Cable | ['FIT' 'WST'] | KABE | 0 | Material
T26139-Y4015-V611 | 10602315805 | T26139-Y4015-V611 |  | T26139-Y4015-V611 | CBL_1TO2_VPP_250 | 50 | Cable | Cable | ['FIT' 'WST'] | KABE | 0 | Material
T26139-Y4015-V612 | 10602373850 | T26139-Y4015-V612 |  | T26139-Y4015-V612 | CBL_VPP_320+50 | 50 | Cable | Cable | ['FIT' 'WST'] | KABE | 0 | Material
T26139-Y4015-V614 | 10602483749 | T26139-Y4015-V614 |  | T26139-Y4015-V614 | CBL_OOB_4BP | 80 | Cable | Cable | ['FIT' 'WST'] | KABE | 0 | Material
T26139-Y4015-V7 |  |  |  |  | CBL RHS36-1755 |  | Small parts | Cable | ['FIT'] |  | 0 | Material
T26139-Y4018-V1 |  |  |  |  | CBL-USB-410MM |  | Small parts | Cable | ['FIT'] |  | 0 | Material
T26139-Y4018-V2 |  |  |  |  | CBL-USB |  | Cable | Cable | ['FIT'] |  | 0 | Material
T26139-Y4018-V500 | 10601921813 | T26139-Y4018-V500 |  | T26139-Y4018-V500 | CBL_USB3_RDX_D_260 | 50 | Cable | Cable | ['FIT' 'WST'] | KABE | 0 | Material
T26139-Y4018-V8 | 10602214353 | T26139-Y4018-V8 |  | T26139-Y4018-V8 | CBL_I2C_ROC_330 | 50 | Cable | Cable | ['FIT' 'WST'] | KABE | 0 | Material
T26139-Y4021-V2 |  |  |  |  | CBL-PWR+LED |  | Cable | Cable | ['FIT'] |  | 0 | Material
T26139-Y4021-V3 | 10602504132 | T26139-Y4021-V3 |  | T26139-Y4021-V3 | CBL_SGPIO_880 | 80 | Cable | Cable | ['FIT' 'WST'] | KABE | 0 | Material
T26139-Y4023-V203 |  |  |  |  | CBL CP ANG 2X HDD |  | Small parts | Cable | ['FIT'] |  | 0 | Material
T26139-Y4023-V205 |  |  |  |  | CBL_PWR_SATA2HD_OD |  | Small parts | Cable | ['FIT'] |  | 0 | Material
T26139-Y4024-V1 | 10601341939 | T26139-Y4024-V1 |  |  | PWRCBL NEBS | 75 | Small parts | Cable | ['FIT'] | KABE | 0 | Material
T26139-Y4024-V2 | 10602947310 | T26139-Y4024-V2 | T26139-Y4024-V2 | T26139-Y4024-V2 | PWRCBL NEBS | 50 | Cable | Cable | ['FIT' 'MW' 'WST'] | KABE | 0 | Material
T26139-Y4027-V1 |  |  |  |  | CBL-SIG-300MM T |  | Cable | Cable | ['FIT'] |  | 0 | Material
T26139-Y4027-V2 |  |  |  |  | CBL SMB PWR-BP |  | Cable | Cable | ['FIT'] |  | 0 | Material
T26139-Y4027-V6 | 10602127217 | T26139-Y4027-V6 |  | T26139-Y4027-V6 | CBL_PDB_MB_SIG_130 | 75 | Cable | Cable | ['FIT' 'WST'] | KABE | 0 | Material
T26139-Y4028-V152 |  |  |  |  | CBL-SATA-300MM |  | Cable | Cable | ['FIT'] |  | 0 | Material
T26139-Y4028-V301 |  |  |  |  | CBL ODD DATA 610 |  | Small parts | Cable | ['FIT'] |  | 0 | Material
T26139-Y4028-V302 |  |  |  |  | CBL SATA 620 |  | Small parts | Cable | ['FIT'] |  | 0 | Material
T26139-Y4028-V303 |  |  |  |  | CBL SATA 780 |  | Small parts | Cable | ['FIT'] |  | 0 | Material
T26139-Y4028-V304 | 10601887677 | T26139-Y4028-V304 |  | T26139-Y4028-V304 | CBL SATA 850 | 80 | Cable | Cable | ['FIT' 'WST'] | KABE | 0 | Material
T26139-Y4028-V305 | 10602060341 | T26139-Y4028-V305 |  | T26139-Y4028-V305 | CBL_ODD_DATA_770 | 80 | Cable | Cable | ['FIT' 'WST'] | KABE | 0 | Material
T26139-Y4028-V306 |  |  |  |  | IS-PY03360 |  | Small parts | Others | ['FIT'] |  | 0 | Material
T26139-Y4028-V308 | 10602563814 | T26139-Y4028-V308 |  | T26139-Y4028-V308 | CBL SATA/SAS 850 | 80 | Cable | Cable | ['FIT' 'WST'] | KABE | 0 | Material
T26139-Y4029-V1 | 10601426991 | T26139-Y4029-V1 |  | T26139-Y4029-V1 | CBL PATA DEV PWR | 50 | Cable | Cable | ['FIT' 'WST'] | KABE | 0 | Material
T26139-Y4029-V101 |  |  |  |  | CBL SASEXP CARD |  | Cable | Cable | ['FIT'] |  | 0 | Material
T26139-Y4029-V201 |  |  |  |  | CBL EXPABOX25 P |  | Small parts | Cable | ['FIT'] |  | 0 | Material
T26139-Y4029-V202 | 10601738837 | T26139-Y4029-V202 |  | T26139-Y4029-V202 | CBL POWER RISER CARD | 50 | Cable | Cable | ['FIT' 'WST'] | KABE | 0 | Material
T26139-Y4030-V101 |  |  |  |  | LTG PDB MB HDD |  | Cable | Cable | ['FIT'] |  | 0 | Material
T26139-Y4030-V102 |  |  |  |  | CBL-PWR-820MM |  | Small parts | Cable | ['FIT'] |  | 0 | Material
T26139-Y4030-V2 |  |  |  |  | CBL PDB MOBO PWR12 |  | Cable | Cable | ['FIT'] |  | 0 | Material
T26139-Y4030-V5 | 10602118343 | T26139-Y4030-V5 |  | T26139-Y4030-V5 | CBL_PWR_24P_24P | 75 | Cable | Cable | ['FIT' 'WST'] | KABE | 0 | Material
T26139-Y4030-V6 | 10602118354 | T26139-Y4030-V6 |  | T26139-Y4030-V6 | CBL_PWR_10P_10P | 75 | Cable | Cable | ['FIT' 'WST'] | KABE | 0 | Material
T26139-Y4031-V101 | 10601747733 | T26139-Y4031-V101 |  | T26139-Y4031-V101 | CBL FBU03 250 | 50 | Cable | Cable | ['FIT' 'WST'] | KABE | 0 | Material
T26139-Y4031-V102 | 10601747744 | T26139-Y4031-V102 |  | T26139-Y4031-V102 | CBL FBU03 550 | 50 | Cable | Cable | ['FIT' 'WST'] | KABE | 0 | Material
T26139-Y4031-V103 | 10601747745 | T26139-Y4031-V103 |  | T26139-Y4031-V103 | CBL FBU03 700 | 50 | Cable | Cable | ['FIT' 'WST'] | KABE | 0 | Material
T26139-Y4031-V104 |  |  |  |  | Cable for PY FBU03 Module |  | Small parts | Cable | ['FIT'] |  | 0 | Material
T26139-Y4031-V105 | 10602058523 | T26139-Y4031-V105 |  | T26139-Y4031-V105 | CBL_FBU_750 | 75 | Cable | Cable | ['FIT' 'WST'] | KABE | 0 | Material
T26139-Y4031-V106 | 10602127218 | T26139-Y4031-V106 |  | T26139-Y4031-V106 | CBL_TFM_EP540_250 | 50 | Cable | Cable | ['FIT' 'WST'] | KABE | 0 | Material
T26139-Y4031-V107 | 10602127219 | T26139-Y4031-V107 |  | T26139-Y4031-V107 | CBL_TFM_EP540_550 | 50 | Cable | Cable | ['FIT' 'WST' 'MW'] | KABE | 0 | Material
T26139-Y4031-V108 | 10602127220 | T26139-Y4031-V108 |  | T26139-Y4031-V108 | CBL_TFM_EP540_750 | 50 | Cable | Cable | ['FIT' 'WST'] | KABE | 0 | Material
T26139-Y4031-V109 | 10602214279 | T26139-Y4031-V109 |  | T26139-Y4031-V109 | CBL_TFM_EP540_830 | 50 | Cable | Cable | ['FIT' 'WST'] | KABE | 0 | Material
T26139-Y4031-V111 | 10602326821 | T26139-Y4031-V111 |  | T26139-Y4031-V111 | CBL_FBU_850 | 75 | Cable | Cable | ['FIT' 'WST'] | KABE | 0 | Material
T26139-Y4031-V115 |  |  |  |  | CBL-FBU-C5-IOU |  | Small parts | Cable | ['FIT'] |  | 0 | Material
T26139-Y4032-V1 |  |  |  |  | CBL FBU02 620 |  | Small parts | Cable | ['FIT'] |  | 0 | Material
T26139-Y4032-V2 |  |  |  |  | CBL FBU02 470 |  | Cable | Cable | ['FIT'] |  | 0 | Material
T26139-Y4032-V3 |  |  |  |  | CBL FBU02 170 |  | Cable | Cable | ['FIT'] |  | 0 | Material
T26139-Y4034-V101 |  |  |  |  | CBL-PWR TX140S1 |  | Cable | Cable | ['FIT'] |  | 0 | Material
T26139-Y4039-A11 | 10602530309 | T26139-Y4039-A11 |  | T26139-Y4039-A11 | CBL USB3.0AN 150 | 50 | Cable | Cable | ['FIT' 'WST'] | KABE | 0 | Material
T26139-Y4039-A40 | 10602071474 | T26139-Y4039-A40 |  | T26139-Y4039-A40 | CBL_USB3_MOBO_DRV | 50 | Cable | Cable | ['FIT' 'WST'] | KABE | 0 | Material
T26139-Y4039-A80 | 10601749684 | T26139-Y4039-A80 |  | T26139-Y4039-A80 | CBL USB3.0AN 0,8M | 50 | Cable | Cable | ['FIT' 'WST'] | KABE | 0 | Material
T26139-Y4039-V100 | 10601693824 | T26139-Y4039-V100 |  | T26139-Y4039-V100 | CBL USB3.0AB 1,0M | 50 | Cable | Cable | ['FIT' 'WST'] | KABE | 0 | Material
T26139-Y4039-V80 |  |  |  |  | CBL USB 3.0 A-B |  | Cable | Cable | ['FIT'] |  | 0 | Material
T26139-Y4040-V1 |  |  |  |  | IA-EOL |  | Cable | Cable | ['FIT'] |  | 0 | Material
T26139-Y4040-V10 | 10601742260 | T26139-Y4040-V10 |  | T26139-Y4040-V10 | CBL HOST-BP 620 | 50 | Cable | Cable | ['FIT' 'WST'] | KABE | 0 | Material
T26139-Y4040-V11 | 10601742912 | T26139-Y4040-V11 |  | T26139-Y4040-V11 | CBL HOST-BP 700 | 75 | Cable | Cable | ['FIT' 'WST'] | KABE | 0 | Material
T26139-Y4040-V13 |  |  |  |  | CBL PCH-BP 330 |  | Small parts | Cable | ['FIT'] |  | 0 | Material
T26139-Y4040-V14 |  |  |  |  | CBL SAS2-SAS3 3 |  | Small parts | Cable | ['FIT'] |  | 0 | Material
T26139-Y4040-V15 |  |  |  |  | CBL_4HDD_DATA3. |  | Small parts | Cable | ['FIT'] |  | 0 | Material
T26139-Y4040-V16 |  |  |  |  | CBL_4HDD_DATA2. |  | Small parts | Cable | ['FIT'] |  | 0 | Material
T26139-Y4040-V17 | 10601811934 | T26139-Y4040-V17 |  |  | CBL_4HDD_DATA2.5_L | 75 | Small parts | Cable | ['FIT'] | KABE | 0 | Material
T26139-Y4040-V18 |  |  |  |  | CBL_4HDD_DATA2. |  | Small parts | Cable | ['FIT'] |  | 0 | Material
T26139-Y4040-V2 |  |  |  |  | CBL 4HDD SAS 2. |  | Small parts | Cable | ['FIT'] |  | 0 | Material
T26139-Y4040-V20 |  |  |  |  | CBL_SAS3.0_385 |  | Small parts | Small parts | ['FIT'] |  | 0 | Material
T26139-Y4040-V21 |  |  |  |  | CBL_SASHD_DATA3 |  | Small parts | Cable | ['FIT'] |  | 0 | Material
T26139-Y4040-V23 |  |  |  |  | CBL SAS2.0/3.0A |  | Small parts | Cable | ['FIT'] |  | 0 | Material
T26139-Y4040-V24 |  |  |  |  | CBL SAS2.0/3.0A |  | Small parts | Cable | ['FIT'] |  | 0 | Material
T26139-Y4040-V25 | 10601829882 | T26139-Y4040-V25 |  | T26139-Y4040-V25 | CBL SAS3.0A720 | 50 | Cable | Cable | ['FIT' 'WST'] | KABE | 0 | Material
T26139-Y4040-V26 | 10601829905 | T26139-Y4040-V26 |  | T26139-Y4040-V26 | CBL SAS3.0A500 | 50 | Cable | Cable | ['FIT' 'WST'] | KABE | 0 | Material
T26139-Y4040-V29 | 10601864964 | T26139-Y4040-V29 |  | T26139-Y4040-V29 | CBL_2HDD_NHP_250 | 80 | Cable | Cable | ['FIT' 'WST'] | KABE | 0 | Material
T26139-Y4040-V3 |  |  |  |  | CBL 4HDD SAS 2. |  | Small parts | Cable | ['FIT'] |  | 0 | Material
T26139-Y4040-V30 | 10601865154 | T26139-Y4040-V30 |  | T26139-Y4040-V30 | CBL_SAS30_RAL_150 | 50 | Cable | Cable | ['FIT' 'WST'] | KABE | 0 | Material
T26139-Y4040-V31 | 10601865155 | T26139-Y4040-V31 |  | T26139-Y4040-V31 | CBL_SAS30_RAL_180 | 50 | Cable | Cable | ['FIT' 'WST'] | KABE | 0 | Material
T26139-Y4040-V32 | 10601865156 | T26139-Y4040-V32 |  | T26139-Y4040-V32 | CBL_SAS30_RAL_210 | 75 | Cable | Cable | ['FIT' 'WST'] | KABE | 0 | Material
T26139-Y4040-V33 | 10601865157 | T26139-Y4040-V33 |  | T26139-Y4040-V33 | CBL_SAS30_250_RAL | 50 | Cable | Cable | ['FIT' 'WST'] | KABE | 0 | Material
T26139-Y4040-V38 |  |  |  |  | CBL SAS3.0 500 |  | Small parts | Cable | ['FIT'] |  | 0 | Material
T26139-Y4040-V39 | 10601866322 | T26139-Y4040-V39 |  | T26139-Y4040-V39 | CBL_SAS3.0_220 | 50 | Cable | Cable | ['FIT' 'WST'] | KABE | 0 | Material
T26139-Y4040-V40 |  |  |  |  | CBL_4XPCIE_DAL_ |  | Small parts | Cable | ['FIT'] |  | 0 | Material
T26139-Y4040-V41 |  |  |  |  | CBL_4XPCIE_550 |  | Small parts | Cable | ['FIT'] |  | 0 | Material
T26139-Y4040-V42 | 10601876705 | T26139-Y4040-V42 |  | T26139-Y4040-V42 | CBL_SAS3.0_250 | 50 | Cable | Cable | ['FIT' 'WST'] | KABE | 0 | Material
T26139-Y4040-V43 |  |  |  |  | CBL_SAS30_SATA_350 |  | Small parts | Cable | ['FIT'] |  | 0 | Material
T26139-Y4040-V44 |  |  |  |  | CBL SAS30 180 |  | Small parts | Cable | ['FIT'] |  | 0 | Material
T26139-Y4040-V47 |  |  |  |  | CBL SAS2.0/3.0 |  | Small parts | Cable | ['FIT'] |  | 0 | Material
T26139-Y4040-V51 |  |  |  |  | CBL_SAS_IDTWST_300 |  | Small parts | Cable | ['FIT'] |  | 0 | Material
T26139-Y4040-V52 | 10602060334 | T26139-Y4040-V52 |  | T26139-Y4040-V52 | CBL_4HDD_DATA3.5 | 80 | Cable | Cable | ['FIT' 'WST'] | KABE | 0 | Material
T26139-Y4040-V53 | 10602060335 | T26139-Y4040-V53 |  | T26139-Y4040-V53 | CBL_DATA2.5_ONB_R | 80 | Cable | Cable | ['FIT' 'WST'] | KABE | 0 | Material
T26139-Y4040-V54 | 10602060336 | T26139-Y4040-V54 |  | T26139-Y4040-V54 | CBL_DATA2.5_ONB_L | 50 | Cable | Cable | ['FIT' 'WST'] | KABE | 0 | Material
T26139-Y4040-V58 | 10602138145 | T26139-Y4040-V58 |  | T26139-Y4040-V58 | CBL SAS3.0 580 | 80 | Cable | Cable | ['FIT' 'WST'] | KABE | 0 | Material
T26139-Y4040-V59 | 10602138146 | T26139-Y4040-V59 |  | T26139-Y4040-V59 | CBL SAS3.0 610 | 50 | Cable | Cable | ['FIT' 'WST'] | KABE | 0 | Material
T26139-Y4040-V60 | 10602138147 | T26139-Y4040-V60 |  | T26139-Y4040-V60 | CBL SAS3.0 580 ANG | 80 | Cable | Cable | ['FIT' 'WST'] | KABE | 0 | Material
T26139-Y4040-V61 | 10602138148 | T26139-Y4040-V61 |  | T26139-Y4040-V61 | CBL SAS3.0 800 ANG | 50 | Cable | Cable | ['FIT' 'WST'] | KABE | 0 | Material
T26139-Y4040-V63 | 10602138401 | T26139-Y4040-V63 |  | T26139-Y4040-V63 | CBL SAS3.0 810 | 50 | Cable | Cable | ['FIT' 'WST'] | KABE | 0 | Material
T26139-Y4040-V64 |  |  |  |  | CBL SAS3.0 1000 |  | Small parts | Cable | ['FIT'] |  | 0 | Material
T26139-Y4040-V65 |  |  |  |  | CBL_SAS3.0 |  | Small parts | Cable | ['FIT'] |  | 0 | Material
T26139-Y4040-V66 | 10602143568 | T26139-Y4040-V66 |  | T26139-Y4040-V66 | CBL_SAS30_700 | 50 | Cable | Cable | ['FIT' 'WST'] | KABE | 0 | Material
T26139-Y4040-V68 | 10602281984 | T26139-Y4040-V68 |  | T26139-Y4040-V68 | CBL HOST-BP | 50 | Cable | Cable | ['FIT' 'WST'] | KABE | 0 | Material
T26139-Y4040-V69 | 10602282894 | T26139-Y4040-V69 |  | T26139-Y4040-V69 | CBL HOST-BP 720 | 50 | Cable | Cable | ['FIT' 'WST'] | KABE | 0 | Material
T26139-Y4040-V7 | 10601742257 | T26139-Y4040-V7 |  | T26139-Y4040-V7 | CBL_SAS3.0_320(RHS36-0429) | 50 | Cable | Cable | ['WST'] | KABE | 0 | Material
T26139-Y4040-V70 | 10602282895 | T26139-Y4040-V70 |  | T26139-Y4040-V70 | CBL HOST-BP4X | 50 | Cable | Cable | ['FIT' 'WST'] | KABE | 0 | Material
T26139-Y4040-V71 |  |  |  |  | CBL_4HDD_DATA3. |  | Small parts | Cable | ['FIT'] |  | 0 | Material
T26139-Y4040-V74 |  |  |  |  | CBL_4HDD_DATA3.5 |  | Small parts | Cable | ['FIT'] |  | 0 | Material
T26139-Y4040-V75 |  |  |  |  | CBL_SAS3_SATA_350 |  | Small parts | Cable | ['FIT'] |  | 0 | Material
T26139-Y4040-V77 | 10602505658 | T26139-Y4040-V77 |  | T26139-Y4040-V77 | CBL_SAS_IDTWST_340 | 50 | Cable | Cable | ['FIT' 'WST'] | KABE | 0 | Material
T26139-Y4040-V8 | 10601742258 | T26139-Y4040-V8 |  | T26139-Y4040-V8 | CBL HOST-BP 470 | 50 | Cable | Cable | ['FIT' 'WST'] | KABE | 0 | Material
T26139-Y4040-V9 | 10601742259 | T26139-Y4040-V9 |  | T26139-Y4040-V9 | CBL HOST-BP 540 | 75 | Cable | Cable | ['FIT' 'WST'] | KABE | 0 | Material
T26139-Y4041-V1 | 10601710552 | T26139-Y4041-V1 |  | T26139-Y4041-V1 | CBL_PDB_POWER | 50 | Cable | Cable | ['FIT' 'WST'] | KABE | 0 | Material
T26139-Y4041-V16 | 10602718186 | T26139-Y4041-V16 |  | T26139-Y4041-V16 | CBL_PWR_GPU_3R2 | 50 | Cable | Cable | ['FIT' 'WST'] | KABE | 0 | Material
T26139-Y4041-V3 |  |  |  |  | CBL_PWR_6P_6P_220 |  | Small parts | Cable | ['FIT'] |  | 0 | Material
T26139-Y4041-V4 | 10602464982 | T26139-Y4041-V4 |  | T26139-Y4041-V4 | CBL_PWR_6_2X4_170 | 50 | Cable | Cable | ['FIT' 'WST'] | KABE | 0 | Material
T26139-Y4044-V1 | 10601866145 | T26139-Y4044-V1 |  | T26139-Y4044-V1 | CBL_SAS_DEV_PR_DAL | 50 | Cable | Cable | ['FIT' 'WST'] | KABE | 0 | Material
T26139-Y4044-V2 | 10601866144 | T26139-Y4044-V2 |  | T26139-Y4044-V2 | CBL_SAS_DEV_PWRSIG | 50 | Cable | Cable | ['FIT' 'WST'] | KABE | 0 | Material
T26139-Y4045-M2 |  |  |  |  | CAT6A 2M |  | Small parts | Cable | ['FIT'] |  | 0 | Material
T26139-Y4045-M3 |  |  |  |  | CAT6A 3M |  | Small parts | Cable | ['FIT'] |  | 0 | Material
T26139-Y4045-M5 |  |  |  |  | CAT6A 5M |  | Small parts | Cable | ['FIT'] |  | 0 | Material
T26139-Y4049-V2 | 10602325475 | T26139-Y4049-V2 |  | T26139-Y4049-V2 | CBL_B100SD_ANG_450 | 50 | Cable | Cable | ['FIT' 'WST'] | KABE | 0 | Material
T26139-Y4049-V3 | 10602624769 | T26139-Y4049-V3 |  | T26139-Y4049-V3 | CBL_B100SD_ANG_250 | 50 | Cable | Cable | ['FIT' 'WST'] | KABE | 0 | Material
T26139-Y4050-V1 |  |  |  |  | CBL OCU BUNDLE |  | Small parts | Cable | ['FIT'] |  | 0 | Material
T26139-Y4050-V10 | 10602373602 | T26139-Y4050-V10 |  | T26139-Y4050-V10 | CBL_OCU_OCU_700 | 50 | Cable | Cable | ['FIT' 'WST'] | KABE | 0 | Material
T26139-Y4050-V11 | 10602373603 | T26139-Y4050-V11 |  | T26139-Y4050-V11 | CBL_OCU_OCU_820 | 50 | Cable | Cable | ['FIT' 'WST'] | KABE | 0 | Material
T26139-Y4050-V12 | 10602373851 | T26139-Y4050-V12 |  | T26139-Y4050-V12 | CBL_HOST-BP_430 | 50 | Cable | Cable | ['FIT' 'WST'] | KABE | 0 | Material
T26139-Y4050-V13 | 10602373852 | T26139-Y4050-V13 |  | T26139-Y4050-V13 | CBL_HOST-BP_530 | 50 | Cable | Cable | ['FIT' 'WST'] | KABE | 0 | Material
T26139-Y4050-V14 | 10602375365 | T26139-Y4050-V14 |  | T26139-Y4050-V14 | CBL_HOST-BP1_850 | 50 | Cable | Cable | ['FIT' 'WST'] | KABE | 0 | Material
T26139-Y4050-V15 | 10602375366 | T26139-Y4050-V15 |  | T26139-Y4050-V15 | CBL_HOST-BP2_850 | 50 | Cable | Cable | ['FIT' 'WST'] | KABE | 0 | Material
T26139-Y4050-V16 | 10602375368 | T26139-Y4050-V16 |  | T26139-Y4050-V16 | CBL OCU BLD4X1000 | 80 | Cable | Cable | ['FIT' 'WST'] | KABE | 0 | Material
T26139-Y4050-V17 | 10602380835 | T26139-Y4050-V17 |  | T26139-Y4050-V17 | CBL SAS-OCL 300 RY | 50 | Cable | Cable | ['FIT' 'WST'] | KABE | 0 | Material
T26139-Y4050-V18 | 10602380836 | T26139-Y4050-V18 |  | T26139-Y4050-V18 | CBL SAS-OCL 300 GB | 50 | Cable | Cable | ['FIT' 'WST'] | KABE | 0 | Material
T26139-Y4050-V19 | 10602380837 | T26139-Y4050-V19 |  | T26139-Y4050-V19 | CBL SAS-OCL 650 RY | 50 | Cable | Cable | ['FIT' 'WST'] | KABE | 0 | Material
T26139-Y4050-V25 | 10602470943 | T26139-Y4050-V25 |  | T26139-Y4050-V25 | CBL_SAS-OCU_RY_170 | 75 | Cable | Cable | ['FIT' 'WST'] | KABE | 0 | Material
T26139-Y4050-V26 | 10602470944 | T26139-Y4050-V26 |  | T26139-Y4050-V26 | CBL_SAS-OCU_BG_145 | 75 | Cable | Cable | ['FIT' 'WST'] | KABE | 0 | Material
T26139-Y4050-V29 | 10602489948 | T26139-Y4050-V29 |  | T26139-Y4050-V29 | CBL_OCU_OCU_850 | 75 | Cable | Cable | ['FIT' 'WST'] | KABE | 0 | Material
T26139-Y4050-V3 |  |  |  |  | CBL_OCU_OCU_670 |  | Small parts | Cable | ['FIT'] |  | 0 | Material
T26139-Y4050-V5 |  |  |  |  | CBL OCU BUNDLE1 |  | Small parts | Cable | ['FIT'] |  | 0 | Material
T26139-Y4050-V6 |  |  |  |  | CBL_OCU_OCU_950 |  | Small parts | Cable | ['FIT'] |  | 0 | Material
T26139-Y4050-V7 | 10602315616 | T26139-Y4050-V7 |  | T26139-Y4050-V7 | CBL_OCU_OCU_820 | 50 | Cable | Cable | ['FIT' 'WST'] | KABE | 0 | Material
T26139-Y4050-V9 | 10602373601 | T26139-Y4050-V9 |  | T26139-Y4050-V9 | CBL_OCU_OCU_280 | 50 | Cable | Cable | ['FIT' 'WST'] | KABE | 0 | Material
T26139-Y4060-V1 | 10602498466 | T26139-Y4060-V1 |  | T26139-Y4060-V1 | CBL_SLSAS_8I_680 | 80 | Cable | Cable | ['FIT' 'WST'] | KABE | 0 | Material
T26139-Y4060-V2 | 10602498469 | T26139-Y4060-V2 |  | T26139-Y4060-V2 | CBL_SLSAS_8I_1000 | 80 | Cable | Cable | ['FIT' 'WST'] | KABE | 0 | Material
T26139-Y4060-V3 | 10602498471 | T26139-Y4060-V3 |  | T26139-Y4060-V3 | CBL_SLSAS_OCU_810 | 80 | Cable | Cable | ['FIT' 'WST'] | KABE | 0 | Material
T26139-Y5000-V1 |  |  |  |  | PWRC.EU 3P BK 1 |  | Small parts | Cable | ['FIT'] |  | 0 | Material
T26139-Y5000-V1-*-Z111 | 10601800017 | T26139-Y5000-V1-*-Z111 |  | T26139-Y5000-V1-*-Z111 | PWRC.EU 3P BK 1,8 | 50 | Cable | Cable | ['WST'] | KABE | 0 | Material
TA04011-B312 |  |  |  |  | TAX3-R |  | Small parts | Small parts | ['FIT'] |  | 0 | Material
TA10064-D775 |  |  |  |  | IFS16Q4 |  | Small parts | Small parts | ['FIT'] |  | 0 | Material
TA12008-H418 |  |  |  |  | FANï¾•ï¾†ï½¯ï¾„ |  | Small parts | Spare parts | ['FIT'] |  | 0 | Material
TA12008-H422 |  |  |  |  | TAX3ï¾Šï¾Ÿï¾ˆï¾™ï¾•ï¾†ï½¯ï¾„ |  | Small parts | Spare parts | ['FIT'] |  | 0 | Material
TA70001-4192B001M |  |  |  |  | Cat5E LAN Cable |  | Small parts | Cable | ['FIT'] |  | 0 | Material
TAA:RDX-1TB-SATAI | 10601362827 | TAA:RDX-1TB-SATAI |  | TAA:RDX-1TB-SATAI | RDX CARTRID. 1TB | 50 | HDD/SSD | HDD | ['FIT' 'WST'] | KABE | 0 | Material
TAA:RDX-2TB-SATAI | 10601814665 | TAA:RDX-2TB-SATAI |  | TAA:RDX-2TB-SATAI | RDX CARTRID. 2TB | 50 | HDD/SSD | HDD | ['FIT' 'WST'] | KABE | 0 | Material
TAA:RDX-320GB-SATAI |  |  |  |  | RDX 320GB CARTR |  | Small parts | Small parts | ['FIT'] |  | 0 | Material
TAA:RDX-35B-USB3 | 10601668834 | TAA:RDX-35B-USB3 |  | TAA:RDX-35B-USB3 | RDX 3,5"USB3.0 INT | 50 | LTO | LTO | ['FIT' 'WST'] | KABE | 0 | Material
TAA:RDX-4TB-SATAI | 10602749034 | TAA:RDX-4TB-SATAI |  |  | RDX CARTRIDGE 4TB | 50 | HDD/SSD | HDD | ['FIT' 'WST'] | KABE | 0 | Material
TAA:RDX-500GB-SATAI | 10601189133 | TAA:RDX-500GB-SATAI |  | TAA:RDX-500GB-SATAI | RDX DISK CARTRIDGE 50GB | 50 | HDD/SSD | HDD | ['FIT' 'WST'] | KABE | 0 | Material
TAA:RDX-514B-USB3 | 10601668835 | TAA:RDX-514B-USB3 |  | TAA:RDX-514B-USB3 | RDX 5,25"USB3.0INT. | 50 | LTO | LTO | ['FIT' 'WST'] | KABE | 0 | Material
TMP:A3C40210776 | 10603136358 | TMP:A3C40210776 |  | TMP:A3C40210776 | FAN 120X120X38 | 50 |  |  | ['WST'] | KABE | 3 | no material
TMP:A3C40211368 |  |  |  |  | FAN AX 70X25 |  |  |  | ['WST'] |  | 3 | no material
TMP:C26361-K1591-B32 | 10603136354 | TMP:C26361-K1591-B32 |  | TMP:C26361-K1591-B32 | FAN 25 HOLDER 25 | 50 |  |  | ['WST'] | KABE | 3 | no material
TMP:CA05950-2009 | 10603053813 | TMP:CA05950-2009 |  | TMP:CA05950-2009 | RX2540M6_MB (WITHOUT PFR) | 75 |  |  | ['WST'] | KABE | 3 | no material
TMP:CA05950-2010 | 10603053808 | TMP:CA05950-2010 |  | TMP:CA05950-2010 | RX2530M6 MAINBOARD | 75 |  |  | ['WST'] | KABE | 3 | no material
TMP:CA05950-2011 | 10603053885 | TMP:CA05950-2011 |  | TMP:CA05950-2011 | RX2540_HSBP_8_2.5_SAS | 75 |  |  | ['WST'] | KABE | 3 | no material
TMP:CA05950-2012 | 10603053886 | TMP:CA05950-2012 |  | TMP:CA05950-2012 | RX2540_HSBP_10_3.5_SAS | 75 |  |  | ['WST'] | KABE | 3 | no material
TMP:CA05950-2013 | 10603053887 | TMP:CA05950-2013 |  |  | RX2540_HSBP_12_3.5_SAS | 75 |  |  | ['WST'] | KABE | 3 | no material
TMP:CA05950-2026 | 10603053810 | TMP:CA05950-2026 |  | TMP:CA05950-2026 | RX2530M6 HSBP_8_2.5_SAS | 75 |  |  | ['WST'] | KABE | 3 | no material
TMP:CA05950-2028 | 10603053809 | TMP:CA05950-2028 |  | TMP:CA05950-2028 | RX2530M6 HSBP_4_3.5_SAS | 75 |  |  | ['WST'] | KABE | 3 | no material
TMP:CA05950-2033 | 10603053884 | TMP:CA05950-2033 |  | TMP:CA05950-2033 | RX2540M6_MB (WITH PFR) | 75 |  |  | ['WST'] | KABE | 3 | no material
TMP:CA05950-2036 | 10603136197 | TMP:CA05950-2036 |  | TMP:CA05950-2036 | RX4770M6_MB_TOP | 75 |  |  | ['WST'] | KABE | 3 | no material
TMP:CA05950-2037 | 10603136196 | TMP:CA05950-2037 |  | TMP:CA05950-2037 | RX4770M6_MB_BTM | 75 |  |  | ['WST'] | KABE | 3 | no material
TMP:CA05950-2038 | 10603136203 | TMP:CA05950-2038 |  | TMP:CA05950-2038 | RX4770M6_HSBP_8_2.5_COMBO | 75 |  |  | ['WST'] | KABE | 3 | no material
TMP:CA05950-2043 | 10603136234 | TMP:CA05950-2043 |  | TMP:CA05950-2043 | RX4770M6_PDB | 75 |  |  | ['WST'] | KABE | 3 | no material
TMP:CA05950-2214 | 10603136235 | TMP:CA05950-2214 |  | TMP:CA05950-2214 | RX4770M6_FAN MODULE | 75 |  |  | ['WST'] | KABE | 3 | no material
TMP:CA05950-2217 | 2013201645 |  |  | TMP:CA05950-2217 | ASSYKIT HSBP_24_2.5_MIX & EXP_SWITCH_MIX |  |  |  | ['WST'] |  | 3 | no material
TMP:CA05950-2218 | 10603053889 | TMP:CA05950-2218 |  |  | HSBP_24_2.5_PCIE KIT | 75 |  |  | ['WST'] | KABE | 3 | no material
TMP:CA05950-2258 | 10603053811 | TMP:CA05950-2258 |  | TMP:CA05950-2258 | RX2530_HSBP_10_2.5_COMBO | 75 |  |  | ['WST'] | KABE | 3 | no material
TMP:CA05950-2262 | 10603053888 | TMP:CA05950-2262 |  | TMP:CA05950-2262 | RX2540M6_HSBP_8_2.5_COMBO | 75 |  |  | ['WST'] | KABE | 3 | no material
TMP:CA05950-2308 | 10603111583 | TMP:CA05950-2308 |  | TMP:CA05950-2308 | RX2530M6 MAINBOARD PFR | 75 |  |  | ['WST'] | KABE | 3 | TMP
TMP:CA05950-2320 | 2013201606 |  |  | TMP:CA05950-2320 | RX4770M6_MB_BTM PFR |  |  |  | ['WST'] |  | 3 | no material
TMP:CA05973-7000 | 10603177704 | TMP:CA05973-7000 |  | TMP:CA05973-7000 | TX1320 PDB BOARD | 50 |  |  | ['WST'] | KABE | 3 | no material
TMP:CA05973-7001 | 10603177577 | TMP:CA05973-7001 |  | TMP:CA05973-7001 | TX1330 PDB BOARD | 50 |  |  | ['WST'] | KABE | 3 | no material
TMP:CA05973-7003 | 10603177583 | TMP:CA05973-7003 |  | TMP:CA05973-7003 | 4X2.5" SAS/ SATA HDD BP | 50 |  |  | ['WST'] | KABE | 3 | no material
TMP:CA05973-7011 | 10603177215 | TMP:CA05973-7011 |  | TMP:CA05973-7011 | D3929-A RX1330 M5 MB | 50 |  |  | ['WST'] | KABE | 3 | no material
TMP:CA05973-7012 | 10603145725 | TMP:CA05973-7012 |  | TMP:CA05973-7012 | D3930-A TX1310 M5 MB | 50 |  |  | ['WST'] | KABE | 3 | no material
TMP:CA05973-7013 | 10603177576 | TMP:CA05973-7013 |  | TMP:CA05973-7013 | D3931-A TX1320/30 M5 MB | 50 |  |  | ['WST'] | KABE | 3 | no material
TMP:CA05973-7023 | 10603177218 | TMP:CA05973-7023 |  | TMP:CA05973-7023 | PDB BOARD (RX1330M5) | 50 |  |  | ['WST'] | KABE | 3 | no material
TMP:CA05973-7602 |  |  |  |  | COOLING FAN |  |  |  | ['WST'] |  | 3 | no material
TMP:CA05973-7603 |  |  |  |  | RX2450M1 MAINBOARD |  |  |  | ['WST'] |  | 3 | no material
TMP:CA05973-7604 |  |  |  |  | HD BACKPLANE |  |  |  | ['WST'] |  | 3 | no material
TMP:CA05973-7613 |  |  |  |  | ADD-ON CARD (2X GBE NIC) |  |  |  | ['WST'] |  | 3 | no material
TMP:CA05973-8200 | 10603205817 | TMP:CA05973-8200 |  | TMP:CA05973-8200 | RX2530M7 MB | 50 |  |  | ['WST'] | KABE | 3 | no material
TMP:CA05973-8201 | 10603205818 | TMP:CA05973-8201 |  | TMP:CA05973-8201 | RX2530M7 HSBP_4_3.5_SAS | 50 |  |  | ['WST'] | KABE | 3 | no material
TMP:CA05973-8202 | 10603205819 | TMP:CA05973-8202 |  | TMP:CA05973-8202 | RX2530M7 HSBP_8_2.5_SAS | 50 |  |  | ['WST'] | KABE | 3 | no material
TMP:CA05973-8203 | 10603205820 | TMP:CA05973-8203 |  | TMP:CA05973-8203 | RX2530M7 HSBP_10_2.5_COMBO | 50 |  |  | ['WST'] | KABE | 3 | no material
TMP:CA05973-8269 | 10603205821 | TMP:CA05973-8269 |  | TMP:CA05973-8269 | 4056 DUAL ROTOR FAN MODULE | 50 |  |  | ['WST'] | KABE | 3 | no material
TMP:CA05973-8300 | 10603204853 | TMP:CA05973-8300 |  | TMP:CA05973-8300 | RX2540M7 MB | 50 |  |  | ['WST'] | KABE | 3 | no material
TMP:CA05973-8301 | 10603298198 | TMP:CA05973-8301 |  | TMP:CA05973-8301 | RX2540M7 HSBP 10X3.5" SAS4 | 50 |  |  | ['WST'] | KABE | 3 | no material
TMP:CA05973-8302 | 10603298282 | TMP:CA05973-8302 |  | TMP:CA05973-8302 | RX2540M7 HSBP 12X3.5" SAS4 | 50 |  |  | ['WST'] | KABE | 3 | no material
TMP:CA05973-8303 | 10603298792 | TMP:CA05973-8303 |  | TMP:CA05973-8303 | RX2540M7 HSBP 8X2.5" SAS4 | 50 |  |  | ['WST'] | KABE | 3 | no material
TMP:CA05973-8304 | 10603298926 | TMP:CA05973-8304 |  | TMP:CA05973-8304 | RX2540M7 HSBP 8X2.5" COMBO | 50 |  |  | ['WST'] | KABE | 3 | no material
TMP:CA05973-8305 | 10603298931 | TMP:CA05973-8305 |  | TMP:CA05973-8305 | RX2540M7 HSBP 24X2.5" PCIE | 50 |  |  | ['WST'] | KABE | 3 | no material
TMP:CA05973-8388 | 10603298199 | TMP:CA05973-8388 |  | TMP:CA05973-8388 | 6056 FAN MODULE- DUAL ROTOR | 50 |  |  | ['WST'] | KABE | 3 | no material
TMP:CA05973-8400 | 10603199340 | TMP:CA05973-8400 |  | TMP:CA05973-8400 | TX2550M7_MB | 50 |  |  | ['WST'] | KABE | 3 | no material
TMP:CA05973-8401 | 10603199341 | TMP:CA05973-8401 |  | TMP:CA05973-8401 | TX2550M7_PDB | 50 |  |  | ['WST'] | KABE | 3 | no material
TMP:CA05973-8406 | 10603199342 | TMP:CA05973-8406 |  | TMP:CA05973-8406 | TX2550M7_HSBP_4_3.5_SAS3 | 50 | Others | Others | ['WST'] | KABE | 3 | no material
TMP:CA05973-8407 | 10603199343 | TMP:CA05973-8407 |  | TMP:CA05973-8407 | TX2550M7_HSBP_8_2.5_SAS3 | 50 |  |  | ['WST'] | KABE | 3 | no material
TMP:CA05973-8408 | 2013264762 |  |  | TMP:CA05973-8408 | TX2550M7_HSBP_12_2.5_SAS3 |  |  |  | ['WST'] |  | 3 | no material
TMP:CA05973-8457 | 10603199355 | TMP:CA05973-8457 |  | TMP:CA05973-8457 | 9256 FAN MODULE(2U) | 50 |  |  | ['WST'] | KABE | 3 | no material
TMP:CA05973-8458 | 10603199356 | TMP:CA05973-8458 |  | TMP:CA05973-8458 | 9238 FAN MODULE(3U) | 50 |  |  | ['WST'] | KABE | 3 | no material
TMP:CA05973-8501 | 10603208204 | TMP:CA05973-8501 |  | TMP:CA05973-8501 | RX4770M7 PCBA,MB_BTM,PFR | 50 |  |  | ['WST'] | KABE | 3 | no material
TMP:CA05973-8502 | 10603208206 | TMP:CA05973-8502 |  | TMP:CA05973-8502 | RX4770M7 PCBA,MB_TOP | 50 |  |  | ['WST'] | KABE | 3 | no material
TMP:CA05973-8503 | 10603208208 | TMP:CA05973-8503 |  |  | RX4770M7,HSBP_8_2.5_COMBO_G4 | 50 |  |  | ['WST'] | KABE | 3 | no material
TMP:CA05973-8504 | 2013273618 |  |  | TMP:CA05973-8504 | RX4770M7,HSBP_8_2.5_COMBO_G5 |  |  |  | ['WST'] |  | 3 | no material
TMP:CA05973-8513 | 10603208227 | TMP:CA05973-8513 |  | TMP:CA05973-8513 | RX4770M7,PDB | 50 |  |  | ['WST'] | KABE | 3 | no material
TMP:CA05973-8583 | 10603208776 | TMP:CA05973-8583 |  | TMP:CA05973-8583 | FAN ME ASSY-9276 FAN MODULE | 50 |  |  | ['WST'] | KABE | 3 | no material
TMP:CA05973-8703 |  |  |  |  | SYS. BOARD CX2550 M7 (AC) |  |  |  | ['WST'] |  | 3 | no material
TMP:CA05973-8705 | 10603150419 | TMP:CA05973-8705 |  |  | SYS. BOARD CX2560 M7 | 50 |  |  | ['WST'] | KABE | 3 | no material
TMP:CA05973-8712 | 10603153630 | TMP:CA05973-8712 |  |  | SFF BRIDGE BOARD 4 RE-TIMER | 50 |  |  | ['WST'] | KABE | 3 | no material
TMP:CA05973-8715 | 10603153624 | TMP:CA05973-8715 |  |  | FAN MODULE | 50 |  |  | ['WST'] | KABE | 3 | no material
TMP:CA05973-8744 | 10603245388 | TMP:CA05973-8744 |  |  | CX400M7 PDB BOARD | 50 |  |  | ['WST'] | KABE | 3 | no material
TMP:PRIN_PSU_1600W_TITAN | 10603220668 | TMP:PRIN_PSU_1600W_TITAN |  | TMP:PRIN_PSU_1600W_TITAN | CROSS PSU 1600W TITANIUM | 50 |  |  | ['WST'] | KABE | 3 | no material
TMP:PRIN_PSU_2400W_TITAN | 10603220671 | TMP:PRIN_PSU_2400W_TITAN |  | TMP:PRIN_PSU_2400W_TITAN | CROSS PSU 2400W TITANIUM | 50 |  |  | ['WST'] | KABE | 3 | no material
TMP:PRIN_PSU_450W | 2011643167 |  |  | TMP:PRIN_PSU_450W | TO MARK X IN PSU TABLE OF 450W |  |  |  | ['WST'] |  | 3 | no material
TMP:PRIN_PSU_500W_TITAN | 10603220568 | TMP:PRIN_PSU_500W_TITAN |  | TMP:PRIN_PSU_500W_TITAN | CROSS PSU 500W TITANIUM | 50 |  |  | ['WST'] | KABE | 3 | no material
TMP:PRIN_PSU_900W_TITAN | 10602896226 | TMP:PRIN_PSU_900W_TITAN |  | TMP:PRIN_PSU_900W_TITAN | CROSS PSU 900W TITANIUM | 50 |  |  | ['WST'] | KABE | 3 | no material
TMP:PRIN_PSU_TABLE63 | 10602714811 | TMP:PRIN_PSU_TABLE63 |  | TMP:PRIN_PSU_TABLE63 | PSU TABLE RX2530 M6 | 75 |  |  | ['WST'] | KABE | 3 | no material
TMP:PRIN_PSU_TABLE64 | 10602714812 | TMP:PRIN_PSU_TABLE64 |  | TMP:PRIN_PSU_TABLE64 | PSU TABLE RX2540 M6 | 75 |  |  | ['WST'] | KABE | 3 | no material
TMP:PRIN_PSU_TABLE67 | 10602783021 | TMP:PRIN_PSU_TABLE67 |  | TMP:PRIN_PSU_TABLE67 | PSU TABLE RX4770 M6 | 75 |  |  | ['WST'] | KABE | 3 | no material
TMP:PRIN_PSU_TABLE69 | 10602952121 | TMP:PRIN_PSU_TABLE69 |  |  | PSU TABLE CX400M6 | 50 |  |  | ['WST'] | KABE | 3 | no material
TMP:PRIN_PSU_TABLE70 |  |  |  |  | PSU TABLE RX2450 M1 |  |  |  | ['WST'] |  | 3 | no material
TMP:PRIN_PSU_TABLE72 | 10603083548 | TMP:PRIN_PSU_TABLE72 |  | TMP:PRIN_PSU_TABLE72 | PSU TABLE TX1320M5 | 50 |  |  | ['WST'] | KABE | 3 | no material
TMP:PRIN_PSU_TABLE73 | 10603102774 | TMP:PRIN_PSU_TABLE73 |  | TMP:PRIN_PSU_TABLE73 | PSU TABLE TX1330M5 | 50 |  |  | ['WST'] | KABE | 3 | no material
TMP:PRIN_PSU_TABLE75 | 10603110526 | TMP:PRIN_PSU_TABLE75 |  | TMP:PRIN_PSU_TABLE75 | PSU TABLE RX1330M5 | 50 |  |  | ['WST'] | KABE | 3 | no material
TMP:PRIN_PSU_TABLE78 | 10603352416 | TMP:PRIN_PSU_TABLE78 |  | TMP:PRIN_PSU_TABLE78 | PSU TABLE RX2530 M7 | 50 |  |  | ['WST'] | KABE | 3 | no material
TMP:PRIN_PSU_TABLE79 | 10603356885 | TMP:PRIN_PSU_TABLE79 |  | TMP:PRIN_PSU_TABLE79 | PSU TABLE RX2540 M7 | 50 |  |  | ['WST'] | KABE | 3 | no material
TMP:PRIN_PSU_TABLE80 | 10603356900 | TMP:PRIN_PSU_TABLE80 |  | TMP:PRIN_PSU_TABLE80 | PSU TABLE TX2550 M7 | 50 |  |  | ['WST'] | KABE | 3 | no material
TMP:PRIN_PSU_TABLE81 | 10603434214 | TMP:PRIN_PSU_TABLE81 |  | TMP:PRIN_PSU_TABLE81 | PSU TABLE RX4770 M7 | 50 |  |  | ['WST'] | KABE | 3 | no material
TMP:S26113-E663-V50-1 | 10603252163 | TMP:S26113-E663-V50-1 |  | TMP:S26113-E663-V50-1 | PSU 450W STD | 50 |  |  | ['WST'] | KABE | 3 | no material
TMP:V26815-B116-V107 | 10603136356 | TMP:V26815-B116-V107 |  | TMP:V26815-B116-V107 | FAN 70X70X20 | 50 |  |  | ['WST'] | KABE | 3 | no material
TMP:V26815-B116-V109 | 10603145724 | TMP:V26815-B116-V109 |  | TMP:V26815-B116-V109 | FAN 92X92X25 AVC | 50 |  |  | ['WST'] | KABE | 3 | no material
TMP:VM70U2-M2-CENT | 2013049999 |  |  | TMP:VM70U2-M2-CENT | LOAD VMWARE 7.0 U2 TO M.2 ON CENT |  |  |  | ['WST'] |  | 3 | no material
TMP:VM70U3-M2-CENT | 10603134514 | TMP:VM70U3-M2-CENT |  | TMP:VM70U3-M2-CENT | LOAD VMWARE 7.0 U3 TO M.2 ON CENT | 50 |  |  | ['WST'] | KABE | 3 | no material
TMP:WS22-MARKER | 10603058240 | TMP:WS22-MARKER |  | TMP:WS22-MARKER | WS22 SET MARKER | 50 |  |  | ['WST'] | KABE | 3 | no material
TOS:AL14SEB060N | 10601919734 | TOS:AL14SEB060N |  | TOS:AL14SEB060N | HD SAS 12G 600GB 10K SFF 512N | 50 | HDD/SSD | HDD | ['WST'] | KABE | 0 | Material
TOS:AL14SXB30EN | 10602221378 | TOS:AL14SXB30EN | TOS:AL14SXB30EN | TOS:AL14SXB30EN | HD SAS 12G 300GB 15K SFF 512N | 50 | HDD/SSD | HDD | ['FIT' 'MW' 'WST'] | KABE | 0 | Material
TOS:AL14SXB60EN | 10602221379 | TOS:AL14SXB60EN | TOS:AL14SXB60EN | TOS:AL14SXB60EN | HD SAS 12G 600GB 15K SFF 512N | 50 | HDD/SSD | HDD | ['FIT' 'MW' 'WST'] | KABE | 0 | Material
TOS:AL14SXB90EN | 10602221380 | TOS:AL14SXB90EN | TOS:AL14SXB90EN | TOS:AL14SXB90EN | HD SAS 12G 900GB 15K SFF 512N | 50 | HDD/SSD | HDD | ['FIT' 'MW' 'WST'] | KABE | 0 | Material
TOS:AL15SEB030N | 10602388855 | TOS:AL15SEB030N | TOS:AL15SEB030N | TOS:AL15SEB030N | HD SAS 12G 300GB 10K SFF 512N | 50 | HDD/SSD | HDD | ['FIT' 'MW' 'WST'] | KABE | 0 | Material
TOS:AL15SEB060N | 10602388856 | TOS:AL15SEB060N | TOS:AL15SEB060N | TOS:AL15SEB060N | HD SAS 12G 600GB 10K SFF 512N | 50 | HDD/SSD | HDD | ['FIT' 'MW' 'WST'] | KABE | 0 | Material
TOS:AL15SEB06EQ | 10602388862 | TOS:AL15SEB06EQ | TOS:AL15SEB06EQ | TOS:AL15SEB06EQ | HD SAS 12G 600GB 10K SFF 512E | 50 | HDD/SSD | HDD | ['FIT' 'MW' 'WST'] | KABE | 0 | Material
TOS:AL15SEB090N | 10602388857 | TOS:AL15SEB090N | TOS:AL15SEB090N | TOS:AL15SEB090N | HD SAS 12G 900GB 10K SFF 512N | 50 | HDD/SSD | HDD | ['FIT' 'WST' 'MW'] | KABE | 0 | Material
TOS:AL15SEB09EQ | 10602388863 | TOS:AL15SEB09EQ |  | TOS:AL15SEB09EQ | HD SAS 12G 900GB 10K SFF 512E | 50 | HDD/SSD | HDD | ['FIT' 'MW' 'WST'] | KABE | 0 | Material
TOS:AL15SEB120N | 10602388858 | TOS:AL15SEB120N | TOS:AL15SEB120N | TOS:AL15SEB120N | HD SAS 12G 1.2TB 10K SFF 512N | 50 | HDD/SSD | HDD | ['FIT' 'MW' 'WST'] | KABE | 0 | Material
TOS:AL15SEB12EQ | 10602388874 | TOS:AL15SEB12EQ | TOS:AL15SEB12EQ | TOS:AL15SEB12EQ | HD SAS 12G 1.2TB 10K SFF 512E | 50 | HDD/SSD | HDD | ['FIT' 'MW' 'WST'] | KABE | 0 | Material
TOS:AL15SEB18EQ | 10602388875 | TOS:AL15SEB18EQ | TOS:AL15SEB18EQ | TOS:AL15SEB18EQ | HD SAS 12G 1.8TB 10K SFF 512E | 50 | HDD/SSD | HDD | ['FIT' 'MW' 'WST'] | KABE | 0 | Material
TOS:AL15SEB24EQ | 10602388876 | TOS:AL15SEB24EQ | TOS:AL15SEB24EQ | TOS:AL15SEB24EQ | HD SAS 12G 2.4TB 10K SFF 512E | 50 | HDD/SSD | HDD | ['FIT' 'MW' 'WST'] | KABE | 0 | Material
TOS:AL15SEQ030N | 10602388859 | TOS:AL15SEQ030N |  | TOS:AL15SEQ030N | HD SED SAS 12G 300GB 10K SFF 512N | 50 | HDD/SSD | HDD | ['FIT' 'MW' 'WST'] | KABE | 0 | Material
TOS:AL15SEQ060N | 10602388860 | TOS:AL15SEQ060N |  |  | HD SED SAS 12G 600GB 10K SFF 512N | 50 | HDD/SSD | HDD | ['FIT'] | KABE | 0 | Material
TOS:AL15SEQ120N | 10602388861 | TOS:AL15SEQ120N | TOS:AL15SEQ120N | TOS:AL15SEQ120N | HD SAS 12G 1.2TB 10K SFF 512N SED | 50 | HDD/SSD | HDD | ['FIT' 'MW' 'WST'] | KABE | 0 | Material
TOS:AL15SEQ18EQ | 10602388877 | TOS:AL15SEQ18EQ |  |  | HD SED SAS 12G 1800GB 10K SFF 512E | 50 | HDD/SSD | HDD | ['FIT'] | KABE | 0 | Material
TOS:AL15SEQ24EQ | 10602388878 | TOS:AL15SEQ24EQ |  | TOS:AL15SEQ24EQ | HD SAS 12G 2.4TB 10K SFF 512E SED | 50 | HDD/SSD | HDD | ['FIT' 'WST'] | KABE | 0 | Material
TOS:KCM61RUL15T3 | 10602842492 | TOS:KCM61RUL15T3 | TOS:KCM61RUL15T3 | TOS:KCM61RUL15T3 | SSD PCIE4 15.36TB RI SFF | 50 | HDD/SSD | SSD | ['FIT' 'MW' 'WST'] | KABE | 0 | Material
TOS:KCM61RUL1T92 | 10602842489 | TOS:KCM61RUL1T92 | TOS:KCM61RUL1T92 | TOS:KCM61RUL1T92 | SSD PCIE4 1.92TB RI SFF | 50 | HDD/SSD | SSD | ['FIT' 'MW' 'WST'] | KABE | 0 | Material
TOS:KCM61RUL3T84 | 10602842490 | TOS:KCM61RUL3T84 | TOS:KCM61RUL3T84 | TOS:KCM61RUL3T84 | SSD PCIE4 3.84TB RI SFF | 50 | HDD/SSD | SSD | ['FIT' 'MW' 'WST'] | KABE | 0 | Material
TOS:KCM61RUL7T68 | 10602842491 | TOS:KCM61RUL7T68 | TOS:KCM61RUL7T68 | TOS:KCM61RUL7T68 | SSD PCIE4 7.68TB RI SFF | 50 | HDD/SSD | SSD | ['FIT' 'MW' 'WST'] | KABE | 0 | Material
TOS:KCM61RUL960G | 10602842488 | TOS:KCM61RUL960G |  | TOS:KCM61RUL960G | SSD PCIE4 960GB RI SFF | 50 | HDD/SSD | SSD | ['FIT' 'MW' 'WST'] | KABE | 0 | Material
TOS:KCM61VUL12T8 | 10602842487 | TOS:KCM61VUL12T8 | TOS:KCM61VUL12T8 | TOS:KCM61VUL12T8 | SSD PCIE4 12.8TB MU SFF | 50 | HDD/SSD | SSD | ['FIT' 'MW' 'WST'] | KABE | 0 | Material
TOS:KCM61VUL1T60 | 10602842484 | TOS:KCM61VUL1T60 | TOS:KCM61VUL1T60 | TOS:KCM61VUL1T60 | SSD PCIE4 1.6TB MU SFF | 50 | HDD/SSD | SSD | ['FIT' 'MW' 'WST'] | KABE | 0 | Material
TOS:KCM61VUL3T20 | 10602842485 | TOS:KCM61VUL3T20 |  | TOS:KCM61VUL3T20 | SSD PCIE4 3.2TB MU SFF | 50 | HDD/SSD | SSD | ['FIT' 'MW' 'WST'] | KABE | 0 | Material
TOS:KCM61VUL6T40 | 10602842486 | TOS:KCM61VUL6T40 |  | TOS:KCM61VUL6T40 | SSD PCIE4 6.4TB MU SFF | 50 | HDD/SSD | SSD | ['FIT' 'MW' 'WST'] | KABE | 0 | Material
TOS:KPM51MUG1T60 | 10602487343 | TOS:KPM51MUG1T60 |  | TOS:KPM51MUG1T60 | SSD SAS3 WI 1.6TB SFF TLC | 50 | HDD/SSD | SSD | ['FIT' 'WST'] | KABE | 0 | Material
TOS:KPM51MUG400G | 10602487341 | TOS:KPM51MUG400G | TOS:KPM51MUG400G | TOS:KPM51MUG400G | SSD SAS3 WI 400GB SFF TLC | 50 | HDD/SSD | SSD | ['FIT' 'MW' 'WST'] | KABE | 0 | Material
TOS:KPM51MUG800G | 10602487342 | TOS:KPM51MUG800G | TOS:KPM51MUG800G | TOS:KPM51MUG800G | SSD SAS3 WI 800GB SFF TLC | 50 | HDD/SSD | SSD | ['FIT' 'MW' 'WST'] | KABE | 0 | Material
TOS:KPM5VMUG1T60 |  |  |  |  | SSD SAS3 WI 1.6TB SFF TLC SED |  | HDD/SSD | SSD | ['FIT'] |  | 0 | Material
TOS:KPM5VMUG400G | 10602487344 | TOS:KPM5VMUG400G | TOS:KPM5VMUG400G | TOS:KPM5VMUG400G | SSD SAS3 WI 400GB SFF TLC SED | 50 | HDD/SSD | SSD | ['FIT' 'MW' 'WST'] | KABE | 0 | Material
TOS:KPM5VMUG800G |  |  |  |  | SSD SAS3 WI 800GB SFF TLC SED |  | HDD/SSD | SSD | ['FIT'] |  | 0 | Material
TOS:MG04ACA100N | 10602628072 | TOS:MG04ACA100N |  | TOS:MG04ACA100N | HARD DISK DRIVE | 50 | HDD/SSD | HDD | ['FIT' 'MW' 'WST'] | KABE | 0 | Material
TOS:MG04ACA200N | 10602628073 | TOS:MG04ACA200N | TOS:MG04ACA200N |  | HD 2TB LFF 7K2 BC-SATA 512N | 50 | HDD/SSD | HDD | ['FIT' 'MW' 'WST'] | KABE | 0 | Material
TOS:MG08ADA400N | 10603059115 | TOS:MG08ADA400N | TOS:MG08ADA400N | TOS:MG08ADA400N | HD 4TB LFF 7K2 BC-SATA 512N | 50 | HDD/SSD | HDD | ['FIT' 'MW' 'WST'] | KABE | 0 | Material
TOS:MG08ADA600E | 10603059116 | TOS:MG08ADA600E | TOS:MG08ADA600E |  | HD 6TB LFF 7K2 BC-SATA 512E | 50 | HDD/SSD | HDD | ['FIT' 'MW' 'WST'] | KABE | 0 | Material
TOS:MG08ADA800E | 10603059118 | TOS:MG08ADA800E | TOS:MG08ADA800E |  | HD 8TB LFF 7K2 BC-SATA 512E | 50 | HDD/SSD | HDD | ['FIT' 'MW' 'WST'] | KABE | 0 | Material
TOS:MG08SDA400N | 10603059119 | TOS:MG08SDA400N | TOS:MG08SDA400N | TOS:MG08SDA400N | HD 4TB LFF 7K2 BC-SAS 512N | 50 | HDD/SSD | HDD | ['FIT' 'MW' 'WST'] | KABE | 0 | Material
TOS:MG08SDA600E | 10603059120 | TOS:MG08SDA600E |  | TOS:MG08SDA600E | HD 6TB LFF 7K2 BC-SAS 512E | 50 | HDD/SSD | HDD | ['FIT' 'WST'] | KABE | 0 | Material
TOS:MG08SDA800E | 10603059121 | TOS:MG08SDA800E | TOS:MG08SDA800E |  | HD 8TB LFF 7K2 BC-SAS 512E | 50 | HDD/SSD | HDD | ['FIT' 'MW'] | KABE | 0 | Material
TOS:MG08SDP600E | 10603059122 | TOS:MG08SDP600E |  |  | HD 6TB LFF 7K2 BC-SAS 512E SED | 50 | HDD/SSD | HDD | ['FIT'] | KABE | 0 | Material
TOS:PX02SMB160 |  |  |  |  | 2.5" 1.6TB SSD |  | HDD/SSD | SSD | ['FIT'] |  | 0 | Material
TOS:PX02SMF020 |  |  |  |  | 2.5" 200GB SSD |  | HDD/SSD | SSD | ['FIT'] |  | 0 | Material
TOS:PX02SMF080 |  |  |  |  | 2.5" 800GB SSD |  | HDD/SSD | SSD | ['FIT'] |  | 0 | Material
TOS:PX05SMB040 |  |  |  |  | 400GB SAS SSD |  | HDD/SSD | SSD | ['FIT'] |  | 0 | Material
TOS:PX05SMB080 |  |  |  |  | SSD 800GB ME |  | HDD/SSD | SSD | ['FIT'] |  | 0 | Material
TOS:PX05SMB160 |  |  |  |  | HDD(ï½¶ï½¸ï¾ƒï½²ï¾„ï¾˜ï¾‹ï½·)POï½¼ï¾žï¾„ï¾žï½³ï¾šï¾ï½¹ï½² |  | HDD/SSD | SSD | ['FIT'] |  | 0 | Material
TOS:PX05SMQ040 |  |  |  |  | 2.5" 400GB SSD |  | HDD/SSD | SSD | ['FIT'] |  | 0 | Material
U15000-C289 | 2012908052 |  |  | U15000-C289 | SERVERVIEW ACTVERS |  |  |  | ['WST'] |  | 3 | SOI/L-part
UGS:MZ7KH1T9HAJR | 10602516077 | UGS:MZ7KH1T9HAJR | UGS:MZ7KH1T9HAJR | UGS:MZ7KH1T9HAJR | SSD SATA3 MU 1.92TB SFF | 50 | HDD/SSD | SSD | ['FIT' 'MW' 'WST'] | KABE | 0 | Material
UGS:MZ7KH1T9HAJR-NC |  |  |  |  | SSD SATA3 MU 1. |  | HDD/SSD | SSD | ['FIT'] |  | 0 | Material
UGS:MZ7KH240HAHQ | 10602516074 | UGS:MZ7KH240HAHQ |  | UGS:MZ7KH240HAHQ | SSD SATA3 MU 240GB SFF | 50 | HDD/SSD | SSD | ['FIT' 'WST'] | KABE | 0 | Material
UGS:MZ7KH240HAHQ-NC |  |  |  |  | SSD SATA3 MU 24 |  | HDD/SSD | SSD | ['FIT'] |  | 0 | Material
UGS:MZ7KH3T8HALS | 10602516078 | UGS:MZ7KH3T8HALS | UGS:MZ7KH3T8HALS | UGS:MZ7KH3T8HALS | SSD SATA3 MU 3.84TB SFF | 50 | HDD/SSD | SSD | ['FIT' 'MW' 'WST'] | KABE | 0 | Material
UGS:MZ7KH480HAHQ | 10602516075 | UGS:MZ7KH480HAHQ |  | UGS:MZ7KH480HAHQ | SSD SATA3 MU 480GB SFF | 50 | HDD/SSD | SSD | ['FIT' 'WST'] | KABE | 0 | Material
UGS:MZ7KH480HAHQ-NC |  |  |  |  | SSD SATA3 MU 48 |  | HDD/SSD | SSD | ['FIT'] |  | 0 | Material
UGS:MZ7KH960HAJR | 10602516076 | UGS:MZ7KH960HAJR | UGS:MZ7KH960HAJR | UGS:MZ7KH960HAJR | SSD SATA3 MU 960GB SFF | 50 | HDD/SSD | SSD | ['FIT' 'MW' 'WST'] | KABE | 0 | Material
UGS:MZ7KH960HAJR-NC |  |  |  |  | SSD SATA3 MU 96 |  | HDD/SSD | SSD | ['FIT'] |  | 0 | Material
UGS:MZ7KM480HAHP |  |  |  |  | HDD(ï½¶ï½¸ï¾ƒï½²ï¾„ï¾˜ï¾‹ï½·)POï½¼ï¾žï¾„ï¾žï½³ï¾šï¾ï½¹ï½² |  | HDD/SSD | SSD | ['FIT'] |  | 0 | Material
UGS:MZ7L31T9HBLT | 10603103901 | UGS:MZ7L31T9HBLT | UGS:MZ7L31T9HBLT | UGS:MZ7L31T9HBLT | SSD SATA3 RI 1.92TB SFF | 50 | HDD/SSD | SSD | ['MW' 'WST'] | KABE | 0 | Material
UGS:MZ7L31T9HBNA | 10603103916 | UGS:MZ7L31T9HBNA | UGS:MZ7L31T9HBNA | UGS:MZ7L31T9HBNA | SSD SATA3 MU 1.92TB SFF | 50 | HDD/SSD | SSD | ['MW' 'WST'] | KABE | 0 | Material
UGS:MZ7L3240HCHQ | 10603103898 | UGS:MZ7L3240HCHQ | UGS:MZ7L3240HCHQ | UGS:MZ7L3240HCHQ | SSD SATA3 RI 240GB SFF | 50 | HDD/SSD | SSD | ['MW' 'WST'] | KABE | 0 | Material
UGS:MZ7L33T8HBLT | 10603103902 | UGS:MZ7L33T8HBLT |  | UGS:MZ7L33T8HBLT | SSD SATA3 RI 3.84TB SFF | 50 | HDD/SSD | SSD | ['FIT' 'MW' 'WST'] | KABE | 0 | Material
UGS:MZ7L33T8HBNA | 10603103917 | UGS:MZ7L33T8HBNA | UGS:MZ7L33T8HBNA | UGS:MZ7L33T8HBNA | SSD SATA3 MU 3.84TB SFF | 50 | HDD/SSD | SSD | ['FIT' 'MW' 'WST'] | KABE | 0 | Material
UGS:MZ7L3480HBLT | 10603103914 | UGS:MZ7L3480HBLT | UGS:MZ7L3480HBLT | UGS:MZ7L3480HBLT | SSD SATA3 MU 480GB SFF | 50 | HDD/SSD | SSD | ['MW' 'WST'] | KABE | 0 | Material
UGS:MZ7L3480HCHQ | 10603103899 | UGS:MZ7L3480HCHQ | UGS:MZ7L3480HCHQ | UGS:MZ7L3480HCHQ | SSD SATA3 RI 480GB SFF | 50 | HDD/SSD | SSD | ['MW' 'WST'] | KABE | 0 | Material
UGS:MZ7L37T6HBLA | 10603103903 | UGS:MZ7L37T6HBLA | UGS:MZ7L37T6HBLA | UGS:MZ7L37T6HBLA | SSD SATA3 RI 7.68TB SFF | 50 | HDD/SSD | SSD | ['FIT' 'MW' 'WST'] | KABE | 0 | Material
UGS:MZ7L3960HBLT | 10603103915 | UGS:MZ7L3960HBLT | UGS:MZ7L3960HBLT | UGS:MZ7L3960HBLT | SSD SATA3 MU 960GB SFF | 50 | HDD/SSD | SSD | ['FIT' 'MW' 'WST'] | KABE | 0 | Material
UGS:MZ7L3960HCJR | 10603103900 | UGS:MZ7L3960HCJR | UGS:MZ7L3960HCJR | UGS:MZ7L3960HCJR | SSD SATA3 RI 960GB SFF | 50 | HDD/SSD | SSD | ['MW' 'WST' 'FIT'] | KABE | 0 | Material
UGS:MZ7LH1T9HMLT-A | 10602782908 | UGS:MZ7LH1T9HMLT-A | UGS:MZ7LH1T9HMLT-A | UGS:MZ7LH1T9HMLT-A | SSD 1920GB SATA 6G RI | 50 | HDD/SSD | SSD | ['FIT' 'MW' 'WST'] | KABE | 0 | Material
UGS:MZ7LH240HAHQ-A | 10602782905 | UGS:MZ7LH240HAHQ-A |  | UGS:MZ7LH240HAHQ-A | SSD 240GB SATA 6G RI | 50 | HDD/SSD | SSD | ['FIT' 'MW' 'WST'] | KABE | 0 | Material
UGS:MZ7LH3T8HMLT-A | 10602782909 | UGS:MZ7LH3T8HMLT-A |  | UGS:MZ7LH3T8HMLT-A | SSD 3840GB SATA 6G RI | 50 | HDD/SSD | SSD | ['FIT' 'MW' 'WST'] | KABE | 0 | Material
UGS:MZ7LH480HAHQ-A | 10602782906 | UGS:MZ7LH480HAHQ-A | UGS:MZ7LH480HAHQ-A | UGS:MZ7LH480HAHQ-A | SSD 480GB SATA 6G RI | 50 | HDD/SSD | SSD | ['MW' 'WST'] | KABE | 0 | Material
UGS:MZ7LH7T6HMLA-A | 10602782910 | UGS:MZ7LH7T6HMLA-A |  | UGS:MZ7LH7T6HMLA-A | SSD 7680GB SATA 6G RI | 50 | HDD/SSD | SSD | ['WST'] | KABE | 0 | Material
UGS:MZ7LH960HAJR-A | 10602782907 | UGS:MZ7LH960HAJR-A |  | UGS:MZ7LH960HAJR-A | SSD 960GB SATA 6G RI | 50 | HDD/SSD | SSD | ['WST'] | KABE | 0 | Material
UGS:MZ8KM240HAGR |  |  |  |  | HDD(ï½¶ï½¸ï¾ƒï½²ï¾„ï¾˜ï¾‹ï½·)POï½¼ï¾žï¾„ï¾žï½³ï¾šï¾ï½¹ï½² |  | HDD/SSD | SSD | ['FIT'] |  | 0 | Material
UGS:MZ8KM480HAHP |  |  |  |  | HDD(ï½¶ï½¸ï¾ƒï½²ï¾„ï¾˜ï¾‹ï½·)POï½¼ï¾žï¾„ï¾žï½³ï¾šï¾ï½¹ï½² |  | HDD/SSD | SSD | ['FIT'] |  | 0 | Material
UGS:MZILT7T6HALA | 10602945995 | UGS:MZILT7T6HALA | UGS:MZILT7T6HALA | UGS:MZILT7T6HALA | SSD SAS3 RI 7.68TB | 50 | HDD/SSD | SSD | ['FIT' 'MW' 'WST'] | KABE | 0 | Material
UGS:MZWLL6T4HMLA |  |  |  |  | PCIe SSD 6.4TB |  | HDD/SSD | SSD | ['FIT'] |  | 0 | Material
V26801-B100-V537 |  |  |  |  | R0402-33R/F |  | Others | Others | ['FIT'] |  | 0 | Material
V26801-B100-V567 |  |  |  |  | R0402-4K7/F |  | Others | Others | ['FIT'] |  | 0 | Material
V26801-B100-V586 |  |  |  |  | R0402-220R/F |  | Others | Others | ['FIT'] |  | 0 | Material
V26803-B102-V44 |  |  |  |  | CA-100N/K/16V/X |  | Small parts | Spare parts | ['FIT'] |  | 0 | Material
V26803-B42-V57 |  |  |  |  | 470U/M/16V-R25 D10*L12.5 F5 2000H@105ï½°C |  | Small parts | Spare parts | ['FIT'] |  | 0 | Material
V26803-B42-V78 |  |  |  |  | 820U/M/6V3-R056 D8*L11 F3.5 8000H@105ï½°C |  | Small parts | Spare parts | ['FIT'] |  | 0 | Material
V26803-B42-V79 |  |  |  |  | 470U/M/6V3-R094 D6.3*L11 F2.5 6000H@105C |  | Small parts | Spare parts | ['FIT'] |  | 0 | Material
V26803-B42-V80 |  |  |  |  | 470U/M/16V-R056 D8*L11.5 F3.5 8000H@105C |  | Small parts | Spare parts | ['FIT'] |  | 0 | Material
V26803-B42-V83 |  |  |  |  | 1M5/M/16V-R020 D10*L20 F5 10000H@105ï½°C |  | Small parts | Spare parts | ['FIT'] |  | 0 | Material
V26803-B78-V11 |  |  |  |  | 330U/M/16V-R008 D8*L12 R3.5 |  | Small parts | Spare parts | ['FIT'] |  | 0 | Material
V26803-B78-V5 |  |  |  |  | 820U/M/2V5-R007-H9 D8*L8 F3.5 |  | Small parts | Spare parts | ['FIT'] |  | 0 | Material
V26803-B78-V8 |  |  |  |  | 560U/M/6V3-R008 D8*L8 R3.5 |  | Small parts | Spare parts | ['FIT'] |  | 0 | Material
V26803-B90-V7 |  |  |  |  | CD-10U/K/25V/X7 |  | Others | Others | ['FIT'] |  | 0 | Material
V26803-B93-V2 |  |  |  |  | CC-10U/M/6V3/X5 |  | Small parts | Spare parts | ['FIT'] |  | 0 | Material
V26803-B93-V4 |  |  |  |  | CC-22U/M/6V3/X5 |  | Small parts | Spare parts | ['FIT'] |  | 0 | Material
V26808-B7393-V40 |  |  |  |  | INTER 3DR5RC RS232 |  | Others | Others | ['FIT'] |  | 0 | Material
V26808-B7922-V30 |  |  |  |  | CONTROL VGA PCI |  | Small parts | Spare parts | ['FIT'] |  | 0 | Material
V26808-B8099-V30 |  |  |  |  | 82575EB ZOAR |  | Others | Others | ['FIT'] |  | 0 | Material
V26808-B8115-V35 |  |  |  |  | AC5520 TYLERSBURG-36D C2 |  | Small parts | Spare parts | ['FIT'] |  | 0 | Material
V26808-B8132-V30-P207 |  |  |  |  | MBC |  | Small parts | Spare parts | ['FIT'] |  | 0 | Material
V26808-B8213-V60 |  |  |  |  | CONTROL SATA2 S |  | Others | Others | ['FIT'] |  | 0 | Material
V26808-B8218-V30 |  |  |  |  | 82574L HARTWELL |  | Small parts | Spare parts | ['FIT'] |  | 0 | Material
V26808-B8446-V40 |  |  |  |  | USB2.0-HUB 4-PORT |  | Others | Others | ['FIT'] |  | 0 | Material
V26808-B8471-V30 |  |  |  |  | CONTROL LAN GB |  | Small parts | Spare parts | ['FIT'] |  | 0 | Material
V26808-B8506-V40 |  |  |  |  | CONTROL GB PHY |  | Others | Others | ['FIT'] |  | 0 | Material
V26808-B8764-V40-B613 |  |  |  |  | SPI FLASH 64 MB |  | Small parts | Spare parts | ['FIT'] |  | 0 | Material
V26808-B8811-V40 |  |  |  |  | VGA LOW PROFILE |  | Small parts | Spare parts | ['FIT'] |  | 0 | Material
V26810-B777-V1 |  |  |  |  | LED, BLUE |  | Others | Others | ['FIT'] |  | 0 | Material
V26810-B962-V40 |  |  |  |  | ESD-DIODE (4-FA |  | Others | Others | ['FIT'] |  | 0 | Material
V26810-B963-V40 |  |  |  |  | MOSFET-N-8MR-DF |  | Small parts | Spare parts | ['FIT'] |  | 0 | Material
V26811-B1009-V40 |  |  |  |  | SINGLE USB SWIT |  | Small parts | Spare parts | ['FIT'] |  | 0 | Material
V26811-B822-V40 |  |  |  |  | MOSFET DRIVER |  | Others | Others | ['FIT'] |  | 0 | Material
V26811-B823-V50 |  |  |  |  | USB POWER SWITC |  | Others | Others | ['FIT'] |  | 0 | Material
V26811-B848-V50 |  |  |  |  | TEMPERATURE SENSOR |  | Others | Others | ['FIT'] |  | 0 | Material
V26811-B874-V40 |  |  |  |  | VRD SLAVE |  | Small parts | Spare parts | ['FIT'] |  | 0 | Material
V26811-B878-V40 |  |  |  |  | DDR3 TERMINATOR |  | Others | Others | ['FIT'] |  | 0 | Material
V26811-B905-V60 |  |  |  |  | VR12 COREREGULA |  | Small parts | Spare parts | ['FIT'] |  | 0 | Material
V26811-B906-V40 |  |  |  |  | MOSFET DRIVER V |  | Small parts | Spare parts | ['FIT'] |  | 0 | Material
V26813-B1051-V1 |  |  |  |  | L-1U3/8A/2MR3 |  | Small parts | Spare parts | ['FIT'] |  | 0 | Material
V26813-B356-V147 |  |  |  |  | LE-4U7/A65/R2 |  | Others | Others | ['FIT'] |  | 0 | Material
V26813-B356-V53 |  |  |  |  | LE-1U/A85/R08 |  | Others | Others | ['FIT'] |  | 0 | Material
V26815-B116-V107 |  |  |  |  | FAN 70X70X20 |  | Small parts | Small parts | ['FIT'] |  | 0 | Material
V26815-B116-V109 | 10602062253 | V26815-B116-V109 | V26815-B116-V109 | V26815-B116-V109 | FAN 92X92X25 AVC | 50 | Cooling | FAN | ['FIT' 'MW' 'WST'] | KABE | 0 | Material
V26815-B116-V75 |  |  |  |  | FAN-92MM MX130S2 |  | Cooling | FAN | ['FIT'] |  | 0 | Material
V26827-B214-V205 |  |  |  |  | DSUB 9P MALE |  | Others | Others | ['FIT'] |  | 0 | Material
V26827-B331-V250 |  |  |  |  | POWER EDGE CON |  | Small parts | Spare parts | ['FIT'] |  | 0 | Material
V26827-B351-V1 |  |  |  |  | VGA LOW PROFILE |  | Small parts | Spare parts | ['FIT'] |  | 0 | Material
V26827-B351-V104 |  |  |  |  | WAV R2,54 4P |  | Small parts | Spare parts | ['FIT'] |  | 0 | Material
V26827-B351-V16 |  |  |  |  | STL RM2,54 1R 4P |  | Others | Others | ['FIT'] |  | 0 | Material
V26827-B351-V25 |  |  |  |  | STL RM2,5 1R 5 P |  | Small parts | Spare parts | ['FIT'] |  | 0 | Material
V26827-B351-V28 |  |  |  |  | STL RM2,5 1R 8P |  | Small parts | Spare parts | ['FIT'] |  | 0 | Material
V26827-B351-V9 |  |  |  |  | STL RM2,5 1R 3P |  | Others | Others | ['FIT'] |  | 0 | Material
V26827-B391-V225 |  |  |  |  | LAN 2XUSB GIGA UDE-FOX |  | Small parts | Spare parts | ['FIT'] |  | 0 | Material
V26827-B391-V31 |  |  |  |  | LANX1 1 GB TAB UP |  | Small parts | Spare parts | ['FIT'] |  | 0 | Material
V26827-B391-V70 |  |  |  |  | RJ45 U-LOW PROF |  | Others | Others | ['FIT'] |  | 0 | Material
V26827-B392-V136 |  |  |  |  | MINI SAS-SATA P36 VERTICAL |  | Others | Others | ['FIT'] |  | 0 | Material
V26827-B401-V240 |  |  |  |  | DDR2 BLACK (240) |  | Small parts | Spare parts | ['FIT'] |  | 0 | Material
V26827-B406-V304 |  |  |  |  | STECKER |  | Small parts | Spare parts | ['FIT'] |  | 0 | Material
V26827-B431-V18 |  |  |  |  | WSTL R2,54 18P |  | Others | Others | ['FIT'] |  | 0 | Material
V26827-B431-V3 |  |  |  |  | WSTL R2,54 2R 26P |  | Small parts | Spare parts | ['FIT'] |  | 0 | Material
V26827-B442-V116 |  |  |  |  | LGA1156 SOCKET H1 |  | Small parts | Spare parts | ['FIT'] |  | 0 | Material
V26827-B442-V776 |  |  |  |  | LGA 775 PB-FREE |  | Small parts | Spare parts | ['FIT'] |  | 0 | Material
V26827-B454-V2 |  |  |  |  | PCI 120P PLASTIC BL |  | Small parts | Spare parts | ['FIT'] |  | 0 | Material
V26827-B454-V361 |  |  |  |  | Parts_set |  | Small parts | Spare parts | ['FIT'] |  | 0 | Material
V26827-B469-V902 |  |  |  |  | STL 1R 2P + JUMP. |  | Small parts | Spare parts | ['FIT'] |  | 0 | Material
V26827-B470-V314 |  |  |  |  | STL RM2,54 2R 14P 5C GER |  | Small parts | Spare parts | ['FIT'] |  | 0 | Material
V26827-B473-V117 |  |  |  |  | ILM H WO BACKPL |  | Small parts | Spare parts | ['FIT'] |  | 0 | Material
V26827-B473-V201 |  |  |  |  | ILM LGA 2011 |  | Small parts | Spare parts | ['FIT'] |  | 0 | Material
V26827-B473-V366 |  |  |  |  | ILM LGA 1366 SOCKET B |  | Small parts | Spare parts | ['FIT'] |  | 0 | Material
V26827-B478-V4 |  |  |  |  | USB A X1 R/A |  | Small parts | USB | ['FIT'] |  | 0 | Material
V26827-B478-V8 |  |  |  |  | USB A X2 R/A |  | Small parts | USB | ['FIT'] |  | 0 | Material
V26827-B540-V88 |  |  |  |  | BATT.H.CR2450 ROHS |  | Small parts | Spare parts | ['FIT'] |  | 0 | Material
V26898-B10-V117 |  |  |  |  | INTEGRATED BACK |  | Small parts | Spare parts | ['FIT'] |  | 0 | Material
V26898-B1000-V1 |  |  |  |  | HP RX2530M1 STD |  | Small parts | Cooling | ['FIT'] |  | 0 | Material
V26898-B1000-V2 |  |  |  |  | HP RX2530M1 HPF |  | Small parts | Cooling | ['FIT'] |  | 0 | Material
V26898-B1001-V1 |  |  |  |  | HP RX2540M1 STD |  | Small parts | Cooling | ['FIT'] |  | 0 | Material
V26898-B1001-V10 |  |  |  |  | HP RX2540M1 1U |  | Small parts | Cooling | ['FIT'] |  | 0 | Material
V26898-B1001-V2 |  |  |  |  | HP RX2540M1 HPF |  | Small parts | Cooling | ['FIT'] |  | 0 | Material
V26898-B1003-V1 |  |  |  |  | HP TX1320M1 |  | Small parts | Small parts | ['FIT'] |  | 0 | Material
V26898-B1003-V2 |  |  |  |  | HP TX1320M4 |  | Small parts | Cooling | ['FIT'] |  | 0 | Material
V26898-B1010-V1 |  |  |  |  | CX1640M1 CPU HS |  | Small parts | Cooling | ['FIT'] |  | 0 | Material
V26898-B1012-V1 | 10601920550 | V26898-B1012-V1 |  | V26898-B1012-V1 | 1U ST.PER.RX2530M4 2MM | 50 | Cooling | Heatsink | ['FIT' 'WST'] | KABE | 0 | Material
V26898-B1014-V1 | 10601936364 | V26898-B1014-V1 |  | V26898-B1014-V1 | HS STANDARD PERF. 2U | 50 | Cooling | Heatsink | ['FIT' 'WST'] | KABE | 0 | Material
V26898-B1014-V2 | 10601936368 | V26898-B1014-V2 |  | V26898-B1014-V2 | HS HIGH PERF. 2U | 50 | Cooling | Heatsink | ['FIT' 'WST'] | KABE | 0 | Material
V26898-B1015-V1 | 10602019090 | V26898-B1015-V1 |  | V26898-B1015-V1 | 1U LOW C. RX2510M4 | 50 | Cooling | Heatsink | ['FIT' 'WST'] | KABE | 0 | Material
V26898-B1016-V1 | 10602019093 | V26898-B1016-V1 |  | V26898-B1016-V1 | HIGHPRF1U RX2540M4 | 50 | Cooling | Heatsink | ['FIT' 'WST'] | KABE | 0 | Material
V26898-B1016-V2 | 10602154866 | V26898-B1016-V2 |  | V26898-B1016-V2 | 1U HIGH RX2530M4 2.0MM | 50 | Cooling | Heatsink | ['FIT' 'WST'] | KABE | 0 | Material
V26898-B1017-V1 | 10602019094 | V26898-B1017-V1 |  | V26898-B1017-V1 | 2U LOW RX2520M4 | 50 | Cooling | Heatsink | ['FIT' 'WST'] | KABE | 0 | Material
V26898-B1018-V1 | 10602019095 | V26898-B1018-V1 |  | V26898-B1018-V1 | 4U STD TX2550M4 | 50 | Cooling | Heatsink | ['FIT' 'WST'] | KABE | 0 | Material
V26898-B1023-V1 |  |  |  |  | HP W5X0/TX1310M3 |  | Small parts | Cooling | ['FIT'] |  | 0 | Material
V26898-B1032-V1 | 10602286516 | V26898-B1032-V1 |  | V26898-B1032-V1 | 2U SEMC HS | 75 | Cooling | Heatsink | ['FIT' 'WST'] | KABE | 0 | Material
V26898-B1034-V1 |  |  |  |  | HS-SP_1U_RX1330M4 |  | Small parts | Small parts | ['FIT'] |  | 0 | Material
V26898-B1034-V2 | 10602389385 | V26898-B1034-V2 |  | V26898-B1034-V2 | HS-HP_1U_RX1330M4 | 80 | Cooling | Heatsink | ['FIT' 'WST'] | KABE | 0 | Material
V26898-B1036-V1 | 10602468414 | V26898-B1036-V1 |  | V26898-B1036-V1 | HP TX1320M4 | 80 | Cooling | Heatsink | ['FIT' 'WST'] | KABE | 0 | Material
V26898-B1037-V1 |  |  |  |  | 4U HS TX1330M4 |  | Small parts | Cooling | ['FIT'] |  | 0 | Material
V26898-B897-V1 |  |  |  |  | BACKPLATE 1366 |  | Small parts | Spare parts | ['FIT'] |  | 0 | Material
V26898-B917-V1 |  |  |  |  | RM LGA1366 SERVER |  | Cooling | Heatsink | ['FIT'] |  | 0 | Material
V26898-B922-V3 |  |  |  |  | NYLON-PP STACKED-FIN COUGAR4 |  | Small parts | Heatsink | ['FIT'] |  | 0 | Material
V26898-B958-V1 |  |  |  |  | HEATSINK |  | Cooling | Heatsink | ['FIT'] |  | 0 | Material
V26898-B963-V300 |  |  |  |  | HS TX100S3 |  | Cooling | Heatsink | ['FIT'] |  | 0 | Material
V26898-B964-V2 |  |  |  |  | HP RX200S7 LOWP |  | Cooling | Heatsink | ['FIT'] |  | 0 | Material
V26898-B964-V3 |  |  |  |  | HP RX200S7 COHI |  | Cooling | Heatsink | ['FIT'] |  | 0 | Material
V26898-B975-V1 |  |  |  |  | HP TX140S1 |  | Small parts | Cooling | ['FIT'] |  | 0 | Material
V26898-B975-V2 |  |  |  |  | HP TX1330M2 |  | Small parts | Cooling | ['FIT'] |  | 0 | Material
V26898-B977-V1 |  |  |  |  | HP TX/RX300S7 |  | Small parts | Cooling | ['FIT'] |  | 0 | Material
V26898-B977-V101 |  |  |  |  | HP RX2520M1 95W |  | Cooling | Heatsink | ['FIT'] |  | 0 | Material
V26898-B977-V103 |  |  |  |  | HP RX2520M1 135 |  | Cooling | Heatsink | ['FIT'] |  | 0 | Material
V26898-B977-V3 |  |  |  |  | HP TX/RX300S7 1 |  | Small parts | Cooling | ['FIT'] |  | 0 | Material
V26898-B980-V1 |  |  |  |  | HS TX200S7/TX15 |  | Small parts | Cooling | ['FIT'] |  | 0 | Material
V26898-B987-V1 |  |  |  |  | HP RX100 S8 |  | Small parts | Cooling | ['FIT'] |  | 0 | Material
V26898-B988-V3 |  |  |  |  | VC CX400M2 CPU2 |  | Small parts | Cooling | ['FIT'] |  | 0 | Material
V26898-B988-V4 |  |  |  |  | VC CX400M2 CPU1 |  | Small parts | Cooling | ['FIT'] |  | 0 | Material
VROCPREMMOD | 10603298135 | VROCPREMMOD |  | VROCPREMMOD | VROC PREM UPGRADE KEY | 50 | IO card | RAID Controller Card | ['FIT' 'WST'] | KABE | 0 | Material
WDC:WD3000FYYZ |  |  |  |  | 3000GB BC-SATA |  | HDD/SSD | HDD | ['FIT'] |  | 0 | Material
WDC:WUH721818AL5201 | 10602946017 | WDC:WUH721818AL5201 | WDC:WUH721818AL5201 | WDC:WUH721818AL5201 | HD 18TB LFF 7K2 BC-SAS 512E HE SED | 50 | HDD/SSD | HDD | ['FIT' 'MW' 'WST'] | KABE | 0 | Material
WDC:WUH721818AL5204 | 10602946015 | WDC:WUH721818AL5204 | WDC:WUH721818AL5204 | WDC:WUH721818AL5204 | HD 18TB LFF 7K2 BC-SAS 512E HE | 50 | HDD/SSD | HDD | ['FIT' 'MW' 'WST'] | KABE | 0 | Material
WDC:WUH721818ALE6L4 | 10602946003 | WDC:WUH721818ALE6L4 | WDC:WUH721818ALE6L4 | WDC:WUH721818ALE6L4 | HD 18TB LFF 7K2 BC-SATA 512E HE | 50 | HDD/SSD | HDD | ['FIT' 'MW' 'WST'] | KABE | 0 | Material
WIP_FIT |  |  |  |  | WIP_FIT |  |  |  | ['FIT'] |  | 0 | Material
X-23-7783D-2G-SYRINGE |  |  |  |  | CPU GREASE |  | Small parts | Small parts | ['FIT'] |  | 0 | Material
X-23-7868-2D-2G-SYRINGE | 10602979255 | X-23-7868-2D-2G-SYRINGE |  | X-23-7868-2D-2G-SYRINGE | CPU GREASE RX2450M1 | 50 | Small parts | Mechanical | ['FIT' 'WST'] | KABE | 0 | Material
XBR-000153 |  |  |  |  | SFP SMF 8GB/S L |  | Small parts | Small parts | ['FIT'] |  | 0 | Material
XBR-000163 |  |  |  |  | SFP MULTI MODE |  | Small parts | Small parts | ['FIT'] |  | 0 | Material
XBR-000180 |  |  |  |  | SFPP 10GBASE-SR |  | Small parts | Small parts | ['FIT'] |  | 0 | Material
XBR-000192 |  |  |  |  | FC SFP+MMF 16GB |  | IO card | Fiber Channel Controller | ['FIT'] |  | 0 | Material
XBR-SMED8PTPOD-16G |  |  |  |  | XBR-SMED8PTPOD-16G |  | Software | Software | ['FIT'] |  | 0 | Material
XBR-USB-4GB |  |  |  |  | XBR-USB-4GB |  | Small parts | Small parts | ['FIT'] |  | 0 | Material
XSM-6545-0000 |  |  |  |  | #14PT FC SWITCH |  | Software | others | ['FIT'] |  | 0 | Material